## Notes
NOTES
1 | The model shows only an example of the economics for a LM6000 project. Please modify the model for the specific transaction
you are trying to model (Please see the contact list below)
2 | Please double check the model/pages before sending out to clients as certain information/comment cells/notes etc. may be too detailed to be disclosed
3 | All yellow shaded cells are required input cells
4 | Turbine carrying cost are based on assumptions on the WestLB Structure, the numbers may change after 03/15/00
5 | The dispatch template is attached. Please check with Jim Simpson for the required inputs
SOURCES
Source
1 | Federal Tax, Franchise Tax, Sales & Used Tax, NOL |  |  | Patrick Maloy
calculations
2 | 15 year MACRS |  |  | Patrick Maloy
3 | Book Depreciation |  |  | Use GenCo assumption as per Jody Pierce
4 | Fin Fan Cooler |  |  | Bernstein's cost model, calculated by Bruce Golden
5 | No Capacity Degradation for LM 6000 Peaker model |  |  | Bruce Golden
6 | Spread Option Model |  |  | Jim Simpson
7 | Estimated drawdown schedule |  |  | Bruce Golden
8 | Property Tax, State Tax |  |  | Jim Curry
9 | Heat Rate Degradation |  |  | Bruce Golden
CONTACTS
| Subjects | Contacts | Extension
| Model | Clement Lau | x 3-9446
|  | Ben Rogers | x 3-7998
| Turbine/Technical Info | Doug Sewell | x 3-6337
| Engineers | Mike Coleman | x 6-6385
|  | Bruce Golden | x 6-6063
|  | Chris Booth | x 6-7089
| O&M | Scot Chambers | x 6-8371
| Spread Option Model | Jim Simpson | x 3-7202
| Accounting | Jody Pierce | x 5-7405
| Federal Tax, misc. Tax | Mike Fredell | x 3-7022
|  | Matt Gockerman | x 3-3979
|  | Patrick Maloy | x 3-6174
| State/Property Tax | Warren Schick | x 3-0689
|  | Jim Curry | x 3-6367

## Tracking Sheet
PROJECT NAME: Homestead, Florida
TRACKING SHEET
| EQUITY IRR WITH NO | DSCR
| RESIDUAL VALUE | MIN | AVG.
Current | 8.759% | 1.3 | 1.3
Track Changes | 8.759% | 1.3 | 1.3

## Assumptions
Unhide Sub Debt, 1999 Columns
PROJECT NAME: Homestead, Florida
ASSUMPTIONS & SUMMARY OUTPUT
SOURCES & USES: |  |  |  | PROJECT DESCRIPTION: |  |  |  |  | OPERATING COSTS ASSUMPTIONS (FROM ENGINEERS/ASSET MANAGEMENT): |  |  |  | Fuel | Capacity $ | VOM | Residual Value | Capacity | Chillers | Compressor | Debt
[9 empty] | (1st year Annualized) |  |  |  | Index | Base | Pass-through | EBITDA Exit Multiple | ISO | Yes | Yes | Bank LT Debt
Sources of Funds | % | 000 $ | $/kW | Type of Turbine |  | LM6000 | STG + HRSG | Combined Facility |  |  |  |  | Fixed | Low | Not Pass-through | % of Project Cost | 95 degrees | No | No | Capital Market
Total Equity | 30% | 64331.902 | 184.8618 | Cost Per Turbine (w Carry Cost) (000$) |  | 14260.4496 | 24800 |  | CPI Escalator (%) | 2% |  |  | Custom | Index |  | 000$/MW |  |  |  | Mini-perm
Debt Issuance | 70% | 150107.7713 | 431.3442 | Number of Turbines |  | 6 | 1 | [6 empty] | Custom |  | None
|  |  |  | Net Turbine Rating (MW) |  | 45.5 | 75 |  | Escalated Costs: |  |  |  | 1 | 1 | 1 | 1 | 2 | 1 | 1 | 1
Total Sources | 100% | 214439.6732 | 616.206 | Heat Rate-New and Clean (HHV) |  | 10500 | 7500 | 8275 |  | 000$ -year | $/kW-year | $/mWh | Index | Base | Pass-through | EBITDA Exit Multiple | 2 | 10 | Yes | Bank LT Debt
|  |  |  | Heat Rate-Degraded (HHV) |  | 10500 | 7500 | 8275 | Chemicals | 0 |  | 0.388
|  |  |  | No. of Construction Months |  | 7 |  |  | Maintenance Expenses | 0 |  | 0.328 |  | With Chillers | Without Chillers
Uses of Funds |  |  |  | Start of Commercial Operation |  | 2001-05-01 | 2002-05-01 | 2002-05-01 | Total VOM | 0 |  | 0.716 | ISO | 11 | 21
|  |  |  | No. of Months in the 1st Operating year |  | 8 | [5 empty] | ESC. | 95o | 12 | 22
EPC (From Engineers/Nepco): |  |  |  | Project Life (Years) |  | 30 |  |  | Payroll & Burden | 1093.636 | 3.1426
Turbine (with Carrying Cost) | 51.47% | 110362.6976 | 317.1342 | Location (State) |  | FL |  |  | B.I. Insurance | 250 | 0.71839
Fin Fan Cooler | 0.1735% | 372 | 1.069 | [5 empty] | SG&A | 0 | 0
CTG Freight | 0.2798% | 600 | 1.7241 | Residual Value (at year 20) |  |  |  |  | Start Charge | 0 | 0
Project Management | 1.027% | 2202.027 | 6.3277 | EBITDA Exit Multiple |  | 5 |  |  | Maintenance Expenses | 838 | 2.408
Indirect Costs | 1.352% | 2898.651 | 8.3295 | % of Initial Project Cost |  | 10% |  |  | Admin and Operations Expenses | 281.108 | 0.80778
Engineered Equipment | 12.17% | 26093.3 | 74.9807 | $/kW |  | 200 |  |  | O&M Fees plus capital exp. | 422.479 | 1.214
Construction | 8.35% | 17905.426 | 51.4524 | [5 empty] | Total Fixed Escalating Cost | 2885.223 | 8.2909
SCR | 2.332% | 5000 | 14.3678 | FINANCING ASSUMPTIONS:
Dual Fuel | 0.7834% | 1680 | 4.8276 | DEBT |  | Construction Loan |  |  | Non-Escalated Costs:
Engineering Labor | 0.8007% | 1717.066 | 4.9341 | Debt Issued | 2000-09-01 |  |  |  | Fuel | 0 | 0
Owner's Adder (With Switchyard, T-lines, Gas Lines) | 5.218% | 11188.4 | 32.1506 | Treasury Rate as of: | 2000-02-15 |  |  |  | Property Tax | 3336.5251 | 9.5877 | 0%
Startup | 0.7141% | 1531.347 | 4.4004 | [5 empty] | Franchise Tax | 0 | 0
Overhead & Fees - Nepco | 0% | 0 | 0 | Amount ('000 $) | 84092.2306 |  |  |  | Gross Receipts Tax | 0 | 0
Bulk Material | 4.247% | 9107.66 | 26.1714 | Term (yrs) | 30 |  |  |  | Debt Service Reserve Fee | 0 | 0
Sub Total | 88.91% | 190658.5746 | 547.8695 | Final Maturity | 2021-04-01
|  |  |  | Average Life (yrs) | 10.3169 |  |  |  | DEPRECIATION ASSUMPTIONS:
Soft Cost (From Engineers/Asset Management): |  |  |  | Treasury Rate (%) | 6% | 6% |  |  |  | Year | Method | Residual (%)
Fixed G&A | 1.733% | 3717.077 | 10.6813 | Spread (%) | 1% | 1% |  |  | Federal & State Tax Depreciation
EE&CC Program Management | 0% | 0 | 0 | All-In Rate (%) | 7% | 7% |  |  | EPC Costs | 15 | MACRS | 0%
Mobilization Expenses | 1.068% | 2289.438 | 6.5788 | [5 empty] | Start-Up Cost | 5 | SL | 0%
Environmental Permitting | 0.2332% | 500 | 1.4368 | Maximum DSR Amount (000 $) | 0 | 0 | (months/year) |  | Transaction Costs | 20 | SL | 0%
Insurance | 0% | 0 | 0 | Debt Service Reserve LOC Fee | 2%
Capitalized Salaries | 0% | 0 | 0 | Interest Income Rate | 0% |  |  |  | Book Depreciation
Owner's Engineer | 0.01166% | 25 | 0.071839 | [5 empty] | EPC Costs | 30 | SL | 10%
Development Expenses | 0% | 0 | 0 | EQUITY |  |  |  |  | Start-Up Cost | 5 | SL | 0%
Legal Expense | 0% | 0 | 0 | Equity Closed | 2000-04-01 |  |  |  | Transaction Costs | 20 | SL | 0%
Interconnect Study | 0.01166% | 25 | 0.071839 | Equity Partner's Share | 0% | 0
IDC | 1.882% | 4034.8766 | 11.5945 | Enron's Share | 100% | 64331.902 |  |  | TAX ASSUMPTIONS (PROJECT MAY INCLUDE SPECIFIC TAXES):
Nepco Margin | 2.652% | 5687.128 | 16.3423
Sales & Used Tax | 1.731% | 3711.16 | 10.6643 | PPA ASSUMPTIONS (MAKE CHANGES AS NEEDED): |  |  |  |  | Federal Income Tax Rate (%) | 35%
Contingency | 1.768% | 3791.419 | 10.8949 | [5 empty] | State Income Tax Rate (average %) | 7% | (Project Specific)
Sub Total | 11.09% | 23781.0986 | 68.3365 | Fixed Price PPA |  |  |  |  | Franchise Tax (% on Net Asset) | 0% | (Project Specific)
|  |  |  | No. of years |  | 30 |  |  | Gross Receipts Tax (%) | 0% | (Project Specific)
Financing Costs: |  |  |  | Capacity Charge ($/kW-mo.) |  | 6.3571 |  |  | Sales & Used Tax Rate on Fuel (%) | 1.5% | (Project Specific)
Lender's Engineer | 0% | 0 | 0 | [5 empty] | Sales & Used Tax Rate on Hard Cost (%) | 5% | (Project Specific)
Lender's Counsel | 0% | 0 | 0 | Merchant Price Period
Financing Fee (All-in Fees) | 0% | 0 | 0 | No. of years |  | 0
Sub Total | 0% | 0 | 0 | Capacity Charge ($/kW-mo.)
Total Uses | 100% | 214439.6732 | 616.206 | Variable Payment ($/mWh) |  | 0.716
|  |  |  | Net Generation (MWh) |  | 870000
SUMMARY OUTPUT: |  |  |  | TECHNICAL ASSUMPTIONS:
All-in Capital Cost ($/kW) |  | 616.206 |  | Site Condition (MW) |  | 348
|  |  |  | Evaporative Cooler (MW) |  | 0
|  | Avg. | Min | Net Output (MW) |  | 348
DSCR |  | 1.3 | 1.3
|  |  |  | No. of Starts per year |  | 140
Pre-Tax Enron Equity Returns |  | IRR | NPV | Available PSIG |  | 400
20 Yrs After-Tax Cashflow with Zero Residual Value |  | 8.759% | -8103.496 | No. of Run Hours per year |  | 2500
20 Yrs After-Tax Cashflow with 5x EBITDA Exit Multiple Residual Value |  | 12.44% | 8128.6094
20 Yrs After-Tax Cashflow with 10% Initial Project Cost Residual Value |  | 11.09% | -3.4674e-12
20 Yrs After-Tax Cashflow with $200/kW Residual Value |  | 12.02% | 5261.1037
Key Stats | 2001 | 2002 | 2003
EBITDA (000 $) | 12438.1783 | 20267.8255 | 20226.0622
Net Income (000 $) | 298.97 | 695.3039 | 742.0078
Pre-Tax Cashflow (000 $) | 6308.7777 | 9871.5187 | 9948.779
Cashflow to Equity (000 $) | 4719.6762 | 8171.1801 | 8129.4168
Note on A40: Ben Rogers: MOB from Scot Chambers
Note on C21: clau: $62,000/turbine as per Bruce Golden
Note on C27: Ben Rogers: 4 SCR's for a 4 on 1 or 5 SCR's for a 5 on 1 configuration
Note on C40: Ben Rogers: Make sure that ENA is not operating the facility, thus there will be no mobilization costs
Note on C57: Ben Rogers: Based on company's estimate
Note on H11: clau: Calculated to include Carry Cost on a separate spreadsheet.
Note on H13: clau: This is an estimate, please check with Engineers for specific project
Note on H14: brogers: This is an estimate, please check with Engineers for specific project H.R. from Bruce Golden
Note on H15: brogers: This is an estimate, please check with Engineers for specific project H.R. given by Bruce Golden
Note on H61: clau: As per Bruce Golden for simple cycle LM6000
Note on H72: Ben Rogers: Based on company's estimates
Note on L38: clau: Assumption checked with Patrick Maloy on 2/4/00.
Note on L43: clau: Assumption used for GenCo. Verified with Jody Pierce 2/3/00.
Note on N55: Ben Rogers: Need to check with Patrick Maloy the states tax rate

## Cost Details
Combined Cycle
Turbines | 6
MW's | 345
(000's)
Project Management:
Home Office | 840.938
Salaried Staff | 1105.873
Hourly Staff | 255.216
2202.027
Indirect Costs:
Equipment Costs | 741.602
Small Tools | 296.922
Temp Facilities | 293.856
GC Other | 926.821
Per Diems | 630
Tax/Bond | 9.45
2898.651
Engineering:
Engr. Labor | 1717.066
Procurement:
Major Equipment
CTG's | 86040
CTG Freight | 600
SCR's | 5000
Duel Fuel | 1680
HRSG's | 16800
STG - 75 MW | 8000
118120
Engineered Equipment
Buildings | 787.5
Valves and specials | 854.296
Bus Duct | 460
Dry Transformers | 24.88
Step-up transformers | 2872
Power Dist. Xformers | 1160.044
600V MCC | 140.506
600V swgr | 139.506
5kV swgr | 222.761
15kV swgr | 1512.058
Control Panel | 466.6
HV Device | 66.064
DCS | 662.025
UPS | 62.337
Fld. Mntd Instr. | 201.556
CEMS | 0
Control Valves | 427.5
Pumps | 1509.248
Cooling Tower | 2060.5
Fin Fan Coolers | 0
APC equipment | 0
Gas Compression | 2120
Fuel Gas Filter | 168
Chillers | 5571
Water Treatment | 626.4
Oil/Water Seperator | 82.35
Vender Reps | 547.125
Tank Farm/Oil Filter | 2250
FLD/shop vessels | 532.5
Other | 566.544
26093.3
Bulk Material | 9107.66
Construction
site | 1113.327
u/g electrical | 939.472
u/g piping | 1271.476
concrete | 2447.188
grout | 103.705
steel | 268.83
architectual | 16.344
buildings | 315.099
a/g piping | 3979.895
a/g eletrical | 2414.858
instrumentation | 620.356
insulation | 986.442
painting | 65.679
mech. Equipment | 3362.755
17905.426
Startup
startup | 1107.645
oper training | 17.5
initial fill/spares | 191.25
manuels | 49
startup support | 165.952
1531.347
Warranty | 100
Owner Adds
sales and Used Tax | 0
SCR air attemperation | 0
Remote control | 0
ENA Remote Monitoring | 188.4
Switchyard | 7500
Transmission lines | 1500
Gas Line | 1400
Admin Buildings | 600
Builders Risk | 0
11188.4
Subtotal Costs | 189332.53
Fixed G&A | 3717.077
Total Costs | 193049.607
Contingency | 3791.419
Margin | 5687.128
9478.547
Total EPC | 202528.154

## Price_Technical Assumption
PROJECT NAME: Homestead, Florida
PRICE/TECHNICAL ASSUMPTIONS
|  | 0.66667 | 1.6667 | 2.6667 | 3.6667 | 4.6667 | 5.6667 | 6.6667 | 7.6667 | 8.6667 | 9.6667 | 10.6667 | 11.6667 | 12.6667 | 13.6667 | 14.6667 | 15.6667 | 16.6667 | 17.6667 | 18.6667 | 19.6667 | 20.6667 | 21.6667 | 22.6667 | 23.6667 | 24.6667 | 25.6667 | 26.6667 | 27.6667 | 28.6667 | 29.6667 | 30.6667
|  | 2001 | 2002 | 2003 | 2004 | 2005 | 2006 | 2007 | 2008 | 2009 | 2010 | 2011 | 2012 | 2013 | 2014 | 2015 | 2016 | 2017 | 2018 | 2019 | 2020 | 2021 | 2022 | 2023 | 2024 | 2025 | 2026 | 2027 | 2028 | 2029 | 2030 | 2031
CAPACITY PRICE $/kW-MONTH
| Fixed Price | 6.3571 | 6.3571 | 6.3571 | 6.3571 | 6.3571 | 6.3571 | 6.3571 | 6.3571 | 6.3571 | 6.3571 | 6.3571 | 6.3571 | 6.3571 | 6.3571 | 6.3571 | 6.3571 | 6.3571 | 6.3571 | 6.3571 | 6.3571 | 6.3571 | 6.3571 | 6.3571 | 6.3571 | 6.3571 | 6.3571 | 6.3571 | 6.3571 | 6.3571 | 6.3571 | 6.3571
Merchant Price
1 | Base | 5.4933 | 5.6581 | 5.6458 | 5.7213 | 5.6998 | 5.7713 | 5.8419 | 5.9116 | 6.0889 | 6.1596 | 6.3444 | 6.4159 | 6.6084 | 6.6806 | 6.7512 | 6.82 | 6.8869 | 6.9516 | 7.014 | 7.0739 | 7.1311 | 7.1854 | 7.2396 | 7.2939 | 7.3482 | 7.4024 | 7.4567 | 7.5109 | 7.5652 | 7.6195 | 7.6737
2 | Low | 4.3775 | 4.5088 | 4.7352 | 4.8772 | 5.0235 | 5.1742 | 5.3295 | 5.2782 | 5.2191 | 5.0397 | 4.9602 | 4.8713 | 4.8951 | 4.9159 | 4.8037 | 4.8141 | 4.8208 | 4.9654 | 5.1144 | 5.1173 | 5.2708 | 5.429 | 5.5871 | 5.7452 | 5.9033 | 6.0615 | 6.2196 | 6.3777 | 6.5358 | 6.694 | 6.8521
3 | Index | 0 | 0 | 0 | 0 | 0 | 0 | 0 | 0 | 0 | 0 | 0 | 0 | 0 | 0 | 0 | 0 | 0 | 0 | 0 | 0 | 0 | 0 | 0 | 0 | 0 | 0 | 0 | 0 | 0 | 0 | 0
4 | Custom | 0 | 0 | 0 | 0 | 0 | 0 | 0 | 0 | 0 | 0 | 0 | 0 | 0 | 0 | 0 | 0 | 0 | 0 | 0 | 0 | 0 | 0 | 0 | 0 | 0 | 0 | 0 | 0 | 0 | 0 | 0
1 | Market Price Scenario | 5.4933 | 5.6581 | 5.6458 | 5.7213 | 5.6998 | 5.7713 | 5.8419 | 5.9116 | 6.0889 | 6.1596 | 6.3444 | 6.4159 | 6.6084 | 6.6806 | 6.7512 | 6.82 | 6.8869 | 6.9516 | 7.014 | 7.0739 | 7.1311 | 7.1854 | 7.2396 | 7.2939 | 7.3482 | 7.4024 | 7.4567 | 7.5109 | 7.5652 | 7.6195 | 7.6737
| Blended Capacity Price | 6.3571 | 6.3571 | 6.3571 | 6.3571 | 6.3571 | 6.3571 | 6.3571 | 6.3571 | 6.3571 | 6.3571 | 6.3571 | 6.3571 | 6.3571 | 6.3571 | 6.3571 | 6.3571 | 6.3571 | 6.3571 | 6.3571 | 6.3571 | 6.3571 | 6.3571 | 6.3571 | 6.3571 | 6.3571 | 6.3571 | 6.3571 | 6.3571 | 6.3571 | 6.3571 | 7.2348
GAS PRICE $/MMBTU
1 | Index (Fuel Oil # 2 Curve) | 4.3844 | 4.2499 | 4.1938 | 4.1759 | 4.173 | 4.2384 | 4.3405 | 4.3489 | 4.3489 | 4.3489 | 4.3489 | 4.3489 | 4.3489 | 4.3489 | 4.3489 | 4.3489 | 4.35 | 4.35 | 4.35 | 4.35 | 4.35 | 2.2 | 2.2 | 2.2 | 2.2 | 2.2 | 2.2 | 2.2 | 2.2 | 2.2 | 2.2
2 | Fixed | 2.5 | 2.5 | 2.5 | 2.5 | 2.5 | 2.5 | 2.5 | 2.5 | 2.5 | 2.5 | 2.5 | 2.5 | 2.5 | 2.5 | 2.5 | 2.5 | 2.5 | 2.5 | 2.5 | 2.5 | 2.5 | 2.5 | 2.5 | 2.5 | 2.5 | 2.5 | 2.5 | 2.5 | 2.5 | 2.5 | 2.5
3 | Custom | 1.5 | 1.5 | 1.5 | 1.5 | 1.5 | 1.5 | 1.5 | 1.5 | 1.5 | 1.5 | 1.5 | 1.5 | 1.5 | 1.5 | 1.5 | 1.5 | 1.5 | 1.5 | 1.5 | 1.5 | 1.5 | 1.5 | 1.5 | 1.5 | 1.5 | 1.5 | 1.5 | 1.5 | 1.5 | 1.5 | 1.5
| Sales Tax Rate | 1.5% | 1.5% | 1.5% | 1.5% | 1.5% | 1.5% | 1.5% | 1.5% | 1.5% | 1.5% | 1.5% | 1.5% | 1.5% | 1.5% | 1.5% | 1.5% | 1.5% | 1.5% | 1.5% | 1.5% | 1.5% | 1.5% | 1.5% | 1.5% | 1.5% | 1.5% | 1.5% | 1.5% | 1.5% | 1.5% | 1.5%
1 | Gas Price Assumption | 4.4501 | 4.3137 | 4.2567 | 4.2385 | 4.2356 | 4.3019 | 4.4056 | 4.4142 | 4.4142 | 4.4142 | 4.4142 | 4.4142 | 4.4142 | 4.4142 | 4.4142 | 4.4142 | 4.4153 | 4.4153 | 4.4153 | 4.4153 | 4.4153 | 2.233 | 2.233 | 2.233 | 2.233 | 2.233 | 2.233 | 2.233 | 2.233 | 2.233 | 2.233
ENERGY PRICE $/MWH
| Fuel | 37.5615 | 36.4096 | 35.929 | 35.7754 | 35.7504 | 36.3104 | 37.1853 | 37.2578 | 37.2578 | 37.2578 | 37.2578 | 37.2578 | 37.2578 | 37.2578 | 37.2578 | 37.2578 | 37.2669 | 37.2669 | 37.2669 | 37.2669 | 37.2669 | 18.8476 | 18.8476 | 18.8476 | 18.8476 | 18.8476 | 18.8476 | 18.8476 | 18.8476 | 18.8476 | 18.8476
| Variable O&M | 0.72552 | 0.74003 | 0.75483 | 0.76992 | 0.78532 | 0.80103 | 0.81705 | 0.83339 | 0.85006 | 0.86706 | 0.8844 | 0.90209 | 0.92013 | 0.93853 | 0.9573 | 0.97645 | 0.99598 | 1.0159 | 1.0362 | 1.0569 | 1.0781 | 1.0996 | 1.1216 | 1.1441 | 1.1669 | 1.1903 | 1.2141 | 1.2384 | 1.2631 | 1.2884 | 1.3142
| Marginal Cost of Generation | 38.287 | 37.1496 | 36.6839 | 36.5454 | 36.5358 | 37.1114 | 38.0024 | 38.0912 | 38.1079 | 38.1249 | 38.1422 | 38.1599 | 38.1779 | 38.1963 | 38.2151 | 38.2343 | 38.2629 | 38.2828 | 38.3031 | 38.3239 | 38.345 | 19.9473 | 19.9693 | 19.9917 | 20.0146 | 20.0379 | 20.0617 | 20.086 | 20.1108 | 20.136 | 20.1618
Pass-through | Energy Price Assumption | 38.287 | 37.1496 | 36.6839 | 36.5454 | 36.5358 | 37.1114 | 38.0024 | 38.0912 | 38.1079 | 38.1249 | 38.1422 | 38.1599 | 38.1779 | 38.1963 | 38.2151 | 38.2343 | 38.2629 | 38.2828 | 38.3031 | 38.3239 | 38.345 | 19.9473 | 19.9693 | 19.9917 | 20.0146 | 20.0379 | 20.0617 | 20.086 | 20.1108 | 20.136 | 20.1618
HEAT RATE (HHV)
| New and Clean | 8275 | 8275 | 8275 | 8275 | 8275 | 8275 | 8275 | 8275 | 8275 | 8275 | 8275 | 8275 | 8275 | 8275 | 8275 | 8275 | 8275 | 8275 | 8275 | 8275 | 8275 | 8275 | 8275 | 8275 | 8275 | 8275 | 8275 | 8275 | 8275 | 8275 | 8275
Degradation (%) | bar: 2001 to 2031
| Net Heat Rate | 8440.5 | 8440.5 | 8440.5 | 8440.5 | 8440.5 | 8440.5 | 8440.5 | 8440.5 | 8440.5 | 8440.5 | 8440.5 | 8440.5 | 8440.5 | 8440.5 | 8440.5 | 8440.5 | 8440.5 | 8440.5 | 8440.5 | 8440.5 | 8440.5 | 8440.5 | 8440.5 | 8440.5 | 8440.5 | 8440.5 | 8440.5 | 8440.5 | 8440.5 | 8440.5 | 8440.5

## Fuel Oil Curve
| $/Mmbtu | Avg. Annual
Date | Oil |  | Year | Price
2002-01-01 | 4.5995 |  | 2002 | 4.3844
2002-02-01 | 4.4852 |  | 2003 | 4.2499
2002-03-01 | 4.3537 |  | 2004 | 4.1938
2002-04-01 | 4.3272 |  | 2005 | 4.1759
2002-05-01 | 4.2716 |  | 2006 | 4.173
2002-06-01 | 4.2794 |  | 2007 | 4.2384
2002-07-01 | 4.3009 |  | 2008 | 4.3405
2002-08-01 | 4.3515 |  | 2009 | 4.3489
2002-09-01 | 4.4031 |  | 2010 | 4.3489
2002-10-01 | 4.3602 |  | 2011 | 4.3489
2002-11-01 | 4.4194 |  | 2012 | 4.3489
2002-12-01 | 4.4609 | 4.3844 | 2013 | 4.3489
2003-01-01 | 4.4158 |  | 2014 | 4.3489
2003-02-01 | 4.3138 |  | 2015 | 4.3489
2003-03-01 | 4.1923 |  | 2016 | 4.3489
2003-04-01 | 4.1745 |  | 2017 | 4.3489
2003-05-01 | 4.1301 |  | 2018 | 4.35
2003-06-01 | 4.1459 |  | 2019 | 4.35
2003-07-01 | 4.1745 |  | 2020 | 4.35
2003-08-01 | 4.233 |  | 2021 | 4.35
2003-09-01 | 4.2888 |  | 2022 | 4.35
2003-10-01 | 4.2509
2003-11-01 | 4.3158
2003-12-01 | 4.3638 | 4.2499
2004-01-01 | 4.3259
2004-02-01 | 4.2294
2004-03-01 | 4.1145
2004-04-01 | 4.1031
2004-05-01 | 4.0651
2004-06-01 | 4.0866
2004-07-01 | 4.123
2004-08-01 | 4.1872
2004-09-01 | 4.2495
2004-10-01 | 4.218
2004-11-01 | 4.2872
2004-12-01 | 4.3366 | 4.1938
2005-01-01 | 4.3002
2005-02-01 | 4.2051
2005-03-01 | 4.0915
2005-04-01 | 4.0816
2005-05-01 | 4.0451
2005-06-01 | 4.068
2005-07-01 | 4.1058
2005-08-01 | 4.1716
2005-09-01 | 4.2352
2005-10-01 | 4.2051
2005-11-01 | 4.2759
2005-12-01 | 4.3259 | 4.1759
2006-01-01 | 4.2901
2006-02-01 | 4.1966
2006-03-01 | 4.0844
2006-04-01 | 4.0752
2006-05-01 | 4.0395
2006-06-01 | 4.0638
2006-07-01 | 4.1022
2006-08-01 | 4.1694
2006-09-01 | 4.2337
2006-10-01 | 4.2044
2006-11-01 | 4.2794
2006-12-01 | 4.3372 | 4.173
2007-01-01 | 4.3109
2007-02-01 | 4.2245
2007-03-01 | 4.1216
2007-04-01 | 4.1201
2007-05-01 | 4.0937
2007-06-01 | 4.1259
2007-07-01 | 4.173
2007-08-01 | 4.2486
2007-09-01 | 4.3209
2007-10-01 | 4.3009
2007-11-01 | 4.3808
2007-12-01 | 4.4395 | 4.2384
2008-01-01 | 4.4129
2008-02-01 | 4.3272
2008-03-01 | 4.223
2008-04-01 | 4.223
2008-05-01 | 4.1959
2008-06-01 | 4.2272
2008-07-01 | 4.2759
2008-08-01 | 4.3502
2008-09-01 | 4.423
2008-10-01 | 4.4037
2008-11-01 | 4.4823
2008-12-01 | 4.5415 | 4.3405
2009-01-01 | 4.5145
2009-02-01 | 4.3272
2009-03-01 | 4.223
2009-04-01 | 4.223
2009-05-01 | 4.1959
2009-06-01 | 4.2272
2009-07-01 | 4.2759
2009-08-01 | 4.3502
2009-09-01 | 4.423
2009-10-01 | 4.4037
2009-11-01 | 4.4823
2009-12-01 | 4.5415 | 4.3489
2010-01-01 | 4.5145
2010-02-01 | 4.3272
2010-03-01 | 4.223
2010-04-01 | 4.223
2010-05-01 | 4.1959
2010-06-01 | 4.2272
2010-07-01 | 4.2759
2010-08-01 | 4.3502
2010-09-01 | 4.423
2010-10-01 | 4.4037
2010-11-01 | 4.4823
2010-12-01 | 4.5415 | 4.3489
2011-01-01 | 4.5145
2011-02-01 | 4.3272
2011-03-01 | 4.223
2011-04-01 | 4.223
2011-05-01 | 4.1959
2011-06-01 | 4.2272
2011-07-01 | 4.2759
2011-08-01 | 4.3502
2011-09-01 | 4.423
2011-10-01 | 4.4037
2011-11-01 | 4.4823
2011-12-01 | 4.5415 | 4.3489
2012-01-01 | 4.5145
2012-02-01 | 4.3272
2012-03-01 | 4.223
2012-04-01 | 4.223
2012-05-01 | 4.1959
2012-06-01 | 4.2272
2012-07-01 | 4.2759
2012-08-01 | 4.3502
2012-09-01 | 4.423
2012-10-01 | 4.4037
2012-11-01 | 4.4823
2012-12-01 | 4.5415 | 4.3489
2013-01-01 | 4.5145
2013-02-01 | 4.3272
2013-03-01 | 4.223
2013-04-01 | 4.223
2013-05-01 | 4.1959
2013-06-01 | 4.2272
2013-07-01 | 4.2759
2013-08-01 | 4.3502
2013-09-01 | 4.423
2013-10-01 | 4.4037
2013-11-01 | 4.4823
2013-12-01 | 4.5415 | 4.3489
2014-01-01 | 4.5145
2014-02-01 | 4.3272
2014-03-01 | 4.223
2014-04-01 | 4.223
2014-05-01 | 4.1959
2014-06-01 | 4.2272
2014-07-01 | 4.2759
2014-08-01 | 4.3502
2014-09-01 | 4.423
2014-10-01 | 4.4037
2014-11-01 | 4.4823
2014-12-01 | 4.5415 | 4.3489
2015-01-01 | 4.5145
2015-02-01 | 4.3272
2015-03-01 | 4.223
2015-04-01 | 4.223
2015-05-01 | 4.1959
2015-06-01 | 4.2272
2015-07-01 | 4.2759
2015-08-01 | 4.3502
2015-09-01 | 4.423
2015-10-01 | 4.4037
2015-11-01 | 4.4823
2015-12-01 | 4.5415 | 4.3489
2016-01-01 | 4.5145
2016-02-01 | 4.3272
2016-03-01 | 4.223
2016-04-01 | 4.223
2016-05-01 | 4.1959
2016-06-01 | 4.2272
2016-07-01 | 4.2759
2016-08-01 | 4.3502
2016-09-01 | 4.423
2016-10-01 | 4.4037
2016-11-01 | 4.4823
2016-12-01 | 4.5415 | 4.3489
2017-01-01 | 4.5145
2017-02-01 | 4.3272
2017-03-01 | 4.223
2017-04-01 | 4.223
2017-05-01 | 4.1959
2017-06-01 | 4.2272
2017-07-01 | 4.2759
2017-08-01 | 4.3502
2017-09-01 | 4.423
2017-10-01 | 4.4037
2017-11-01 | 4.4823
2017-12-01 | 4.5415 | 4.3489

## Summary
Florida Project Return Analysis
2025-09-26 21:46
| Capacity Price | Return | NPV (000's)
Plant starting June 2001 (SC) | 5.07 | -7.95% | -61694
Desk's Current Capacity Price (Bid) | 5.4 | -4.49% | -52969
12% Return Target | 7.84 | 12% | 5075
12% Return Target (NPV Breakeven) | 7.58 | 10.67% | 0
30 Year SL with 10% Residual | 7.26 | 12% | 5182
Notes:
Pricing Starts Summer 2001 with 5-year term
Total Project Cost (000's): | 214439.6732
Total Project Installed cost: (kW) | 616.206
Debt/Equity: 70%/30%
8% Interest Rate with 20 Yr. Debt & Amort.

## IS
PROJECT NAME: Homestead, Florida
INCOME STATEMENT
|  | 0.66667 | 1.6667 | 2.6667 | 3.6667 | 4.6667 | 5.6667 | 6.6667 | 7.6667 | 8.6667 | 9.6667 | 10.6667 | 11.6667 | 12.6667 | 13.6667 | 14.6667 | 15.6667 | 16.6667 | 17.6667 | 18.6667 | 19.6667 | 20.6667 | 21.6667 | 22.6667 | 23.6667 | 24.6667 | 25.6667 | 26.6667 | 27.6667 | 28.6667 | 29.6667 | 30.6667
('000 $) |  | 2001 | 2002 | 2003 | 2004 | 2005 | 2006 | 2007 | 2008 | 2009 | 2010 | 2011 | 2012 | 2013 | 2014 | 2015 | 2016 | 2017 | 2018 | 2019 | 2020 | 2021 | 2022 | 2023 | 2024 | 2025 | 2026 | 2027 | 2028 | 2029 | 2030 | 2031
|  | 2001-12-31 | 2002-12-31 | 2003-12-31 | 2004-12-31 | 2005-12-31 | 2006-12-31 | 2007-12-31 | 2008-12-31 | 2009-12-31 | 2010-12-31 | 2011-12-31 | 2012-12-31 | 2013-12-31 | 2014-12-31 | 2015-12-31 | 2016-12-31 | 2017-12-31 | 2018-12-31 | 2019-12-31 | 2020-12-31 | 2021-12-31 | 2022-12-31 | 2023-12-31 | 2024-12-31 | 2025-12-31 | 2026-12-31 | 2027-12-31 | 2028-12-31 | 2029-12-31 | 2030-12-31 | 2031-12-31
Revenue
Capacity Revenue |  | 17698.1854 | 26547.2781 | 26547.2781 | 26547.2781 | 26547.2781 | 26547.2781 | 26547.2781 | 26547.2781 | 26547.2781 | 26547.2781 | 26547.2781 | 26547.2781 | 26547.2781 | 26547.2781 | 26547.2781 | 26547.2781 | 26547.2781 | 26547.2781 | 26547.2781 | 26547.2781 | 26547.2781 | 26547.2781 | 26547.2781 | 26547.2781 | 26547.2781 | 26547.2781 | 26547.2781 | 26547.2781 | 26547.2781 | 26547.2781 | 10070.9052
Energy Revenue |  | 0 | 0 | 0 | 0 | 0 | 0 | 0 | 0 | 0 | 0 | 0 | 0 | 0 | 0 | 0 | 0 | 0 | 0 | 0 | 0 | 0 | 0 | 0 | 0 | 0 | 0 | 0 | 0 | 0 | 0 | 0
Ancillary Services |  | 0 | 0 | 0 | 0 | 0 | 0 | 0 | 0 | 0 | 0 | 0 | 0 | 0 | 0 | 0 | 0 | 0 | 0 | 0 | 0 | 0 | 0 | 0 | 0 | 0 | 0 | 0 | 0 | 0 | 0 | 0
Total Revenue |  | 17698.1854 | 26547.2781 | 26547.2781 | 26547.2781 | 26547.2781 | 26547.2781 | 26547.2781 | 26547.2781 | 26547.2781 | 26547.2781 | 26547.2781 | 26547.2781 | 26547.2781 | 26547.2781 | 26547.2781 | 26547.2781 | 26547.2781 | 26547.2781 | 26547.2781 | 26547.2781 | 26547.2781 | 26547.2781 | 26547.2781 | 26547.2781 | 26547.2781 | 26547.2781 | 26547.2781 | 26547.2781 | 26547.2781 | 26547.2781 | 10070.9052
Expense
Fuel |  | 0 | 0 | 0 | 0 | 0 | 0 | 0 | 0 | 0 | 0 | 0 | 0 | 0 | 0 | 0 | 0 | 0 | 0 | 0 | 0 | 0 | 0 | 0 | 0 | 0 | 0 | 0 | 0 | 0 | 0 | 0
Fixed Operating Expenses |  | 729.0907 | 1115.5087 | 1137.8189 | 1160.5753 | 1183.7868 | 1207.4625 | 1231.6118 | 1256.244 | 1281.3689 | 1306.9963 | 1333.1362 | 1359.7989 | 1386.9949 | 1414.7348 | 1443.0295 | 1471.8901 | 1501.3279 | 1531.3544 | 1561.9815 | 1593.2211 | 1625.0856 | 1657.5873 | 1690.739 | 1724.5538 | 1759.0449 | 1794.2258 | 1830.1103 | 1866.7125 | 1904.0467 | 1942.1277 | 1980.9702
Variable Operating Expenses |  | 0 | 0 | 0 | 0 | 0 | 0 | 0 | 0 | 0 | 0 | 0 | 0 | 0 | 0 | 0 | 0 | 0 | 0 | 0 | 0 | 0 | 0 | 0 | 0 | 0 | 0 | 0 | 0 | 0 | 0 | 0
Major Maintenance |  | 0 | 0 | 0 | 0 | 0 | 0 | 0 | 0 | 0 | 0 | 0 | 0 | 0 | 0 | 0 | 0 | 0 | 0 | 0 | 0 | 0 | 0 | 0 | 0 | 0 | 0 | 0 | 0 | 0 | 0 | 0
Insurance |  | 166.6667 | 255 | 260.1 | 265.302 | 270.608 | 276.0202 | 281.5406 | 287.1714 | 292.9148 | 298.7731 | 304.7486 | 310.8436 | 317.0604 | 323.4017 | 329.8697 | 336.4671 | 343.1964 | 350.0604 | 357.0616 | 364.2028 | 371.4868 | 378.9166 | 386.4949 | 394.2248 | 402.1093 | 410.1515 | 418.3545 | 426.7216 | 435.2561 | 443.9612 | 452.8404
SG&A |  | 0 | 0 | 0 | 0 | 0 | 0 | 0 | 0 | 0 | 0 | 0 | 0 | 0 | 0 | 0 | 0 | 0 | 0 | 0 | 0 | 0 | 0 | 0 | 0 | 0 | 0 | 0 | 0 | 0 | 0 | 0
Start Charge |  | 0 | 0 | 0 | 0 | 0 | 0 | 0 | 0 | 0 | 0 | 0 | 0 | 0 | 0 | 0 | 0 | 0 | 0 | 0 | 0 | 0 | 0 | 0 | 0 | 0 | 0 | 0 | 0 | 0 | 0 | 0
Property Tax |  | 3336.5251 | 3336.5251 | 3336.5251 | 3336.5251 | 3336.5251 | 3336.5251 | 3336.5251 | 3336.5251 | 3336.5251 | 3336.5251 | 3336.5251 | 3336.5251 | 3336.5251 | 3336.5251 | 3336.5251 | 3336.5251 | 3336.5251 | 3336.5251 | 3336.5251 | 3336.5251 | 3336.5251 | 3336.5251 | 3336.5251 | 3336.5251 | 3336.5251 | 3336.5251 | 3336.5251 | 3336.5251 | 3336.5251 | 3336.5251 | 3336.5251
Franchise Tax |  | 0 | 0 | 0 | 0 | 0 | 0 | 0 | 0 | 0 | 0 | 0 | 0 | 0 | 0 | 0 | 0 | 0 | 0 | 0 | 0 | 0 | 0 | 0 | 0 | 0 | 0 | 0 | 0 | 0 | 0 | 0
Gross Receipts Tax |  | 0 | 0 | 0 | 0 | 0 | 0 | 0 | 0 | 0 | 0 | 0 | 0 | 0 | 0 | 0 | 0 | 0 | 0 | 0 | 0 | 0 | 0 | 0 | 0 | 0 | 0 | 0 | 0 | 0 | 0 | 0
Debt Service Reserve LOC Fee |  | 0 | 0 | 0 | 0 | 0 | 0 | 0 | 0 | 0 | 0 | 0 | 0 | 0 | 0 | 0 | 0 | 0 | 0 | 0 | 0 | 0 | 0 | 0 | 0 | 0 | 0 | 0 | 0 | 0 | 0 | 0
Marketing Fee |  | 558.6667 | 854.76 | 854.76 | 854.76 | 854.76 | 854.76 | 854.76 | 854.76 | 854.76 | 854.76 | 854.76 | 854.76 | 854.76 | 854.76 | 854.76 | 854.76 | 854.76 | 854.76 | 854.76 | 854.76 | 854.76 | 854.76 | 854.76 | 854.76 | 854.76 | 854.76 | 854.76 | 854.76 | 854.76 | 854.76 | 854.76
Administrative Fee |  | 187.4053 | 286.7302 | 292.4648 | 298.3141 | 304.2803 | 310.3659 | 316.5733 | 322.9047 | 329.3628 | 335.9501 | 342.6691 | 349.5225 | 356.5129 | 363.6432 | 370.916 | 378.3344 | 385.901 | 393.6191 | 401.4914 | 409.5213 | 417.7117 | 426.0659 | 434.5873 | 443.279 | 452.1446 | 461.1875 | 470.4112 | 479.8194 | 489.4158 | 499.2041 | 509.1882
O&M Fees |  | 281.6527 | 430.9286 | 439.5472 | 448.3381 | 457.3049 | 466.451 | 475.78 | 485.2956 | 495.0015 | 504.9015 | 514.9995 | 525.2995 | 535.8055 | 546.5216 | 557.4521 | 568.6011 | 579.9731 | 591.5726 | 603.404 | 615.4721 | 627.7816 | 640.3372 | 653.1439 | 666.2068 | 679.531 | 693.1216 | 706.984 | 721.1237 | 735.5462 | 750.2571 | 765.2622
Total Expense |  | 5260.0071 | 6279.4525 | 6321.2159 | 6363.8145 | 6407.2651 | 6451.5847 | 6496.7907 | 6542.9008 | 6589.9331 | 6637.906 | 6686.8385 | 6736.7495 | 6787.6588 | 6839.5863 | 6892.5523 | 6946.5777 | 7001.6835 | 7057.8915 | 7115.2236 | 7173.7024 | 7233.3507 | 7294.1921 | 7356.2502 | 7419.5495 | 7484.1148 | 7549.9714 | 7617.1451 | 7685.6623 | 7755.5499 | 7826.8352 | 7899.5462
EBITDA |  | 12438.1783 | 20267.8255 | 20226.0622 | 20183.4636 | 20140.013 | 20095.6934 | 20050.4874 | 20004.3773 | 19957.345 | 19909.372 | 19860.4396 | 19810.5285 | 19759.6192 | 19707.6918 | 19654.7257 | 19600.7004 | 19545.5945 | 19489.3866 | 19432.0544 | 19373.5757 | 19313.9273 | 19253.086 | 19191.0279 | 19127.7286 | 19063.1633 | 18997.3067 | 18930.133 | 18861.6158 | 18791.7282 | 18720.4429 | 2171.359
Depreciation & Amortization |  | 5814.2036 | 8721.3055 | 8721.3055 | 8721.3055 | 8721.3055 | 6846.7596 | 5909.4867 | 5909.4867 | 5909.4867 | 5909.4867 | 5909.4867 | 5909.4867 | 5909.4867 | 5909.4867 | 5909.4867 | 5909.4867 | 5909.4867 | 5909.4867 | 5909.4867 | 5909.4867 | 5909.4867 | 5909.4867 | 5909.4867 | 5909.4867 | 5909.4867 | 5909.4867 | 5909.4867 | 5909.4867 | 5909.4867 | 5909.4867 | 1969.8289
EBIT |  | 6623.9747 | 11546.5201 | 11504.7567 | 11462.1581 | 11418.7075 | 13248.9338 | 14141.0007 | 14094.8906 | 14047.8583 | 13999.8853 | 13950.9529 | 13901.0418 | 13850.1326 | 13798.2051 | 13745.2391 | 13691.2137 | 13636.1079 | 13579.8999 | 13522.5678 | 13464.089 | 13404.4406 | 13343.5993 | 13281.5412 | 13218.2419 | 13153.6766 | 13087.82 | 13020.6463 | 12952.1291 | 12882.2415 | 12810.9562 | 201.5301
Interest Expense |  | 6129.4007 | 10396.3069 | 10277.2832 | 10149.9278 | 10013.6576 | 9867.8485 | 9711.8327 | 9544.8958 | 9366.2733 | 9175.1472 | 8970.6424 | 8751.8222 | 8517.6845 | 8267.1573 | 7999.0931 | 7712.2644 | 7405.3578 | 7076.9676 | 6725.5902 | 6349.6163 | 5947.3243 | 5516.8718 | 5056.2877 | 4563.4626 | 4036.1398 | 3471.9044 | 2868.1725 | 2222.1794 | 1530.9668 | 791.3693 | 0
Pretax Book Income |  | 494.574 | 1150.2132 | 1227.4735 | 1312.2303 | 1405.0499 | 3381.0853 | 4429.1681 | 4549.9948 | 4681.585 | 4824.7381 | 4980.3105 | 5149.2197 | 5332.448 | 5531.0478 | 5746.146 | 5978.9493 | 6230.7501 | 6502.9323 | 6796.9776 | 7114.4727 | 7457.1164 | 7826.7275 | 8225.2535 | 8654.7793 | 9117.5368 | 9615.9156 | 10152.4737 | 10729.9496 | 11351.2747 | 12019.5869 | 201.5301
Book State Tax Benefit / (Expense) | 7% | -34.6202 | -80.5149 | -85.9231 | -91.8561 | -98.3535 | -236.676 | -310.0418 | -318.4996 | -327.7109 | -337.7317 | -348.6217 | -360.4454 | -373.2714 | -387.1733 | -402.2302 | -418.5264 | -436.1525 | -455.2053 | -475.7884 | -498.0131 | -521.9981 | -547.8709 | -575.7677 | -605.8345 | -638.2276 | -673.1141 | -710.6732 | -751.0965 | -794.5892 | -841.3711 | -14.1071
Shareholder Fed. Tax Benefit / (Expense) | 35% | -160.9838 | -374.3944 | -399.5426 | -427.131 | -457.3437 | -1100.5433 | -1441.6942 | -1481.0233 | -1523.8559 | -1570.4522 | -1621.0911 | -1676.071 | -1735.7118 | -1800.3561 | -1870.3705 | -1946.148 | -2028.1092 | -2116.7044 | -2212.4162 | -2315.7609 | -2427.2914 | -2547.5998 | -2677.32 | -2817.1307 | -2967.7582 | -3129.9805 | -3304.6302 | -3492.5986 | -3694.8399 | -3912.3755 | -65.5981
Net Income |  | 298.97 | 695.3039 | 742.0078 | 793.2432 | 849.3527 | 2043.8661 | 2677.4321 | 2750.4719 | 2830.0181 | 2916.5542 | 3010.5977 | 3112.7033 | 3223.4648 | 3343.5184 | 3473.5452 | 3614.2748 | 3766.4884 | 3931.0225 | 4108.7729 | 4300.6987 | 4507.8268 | 4731.2568 | 4972.1658 | 5231.8141 | 5511.551 | 5812.821 | 6137.1704 | 6486.2545 | 6861.8456 | 7265.8403 | 121.825
After Tax Free Cash Flow:
Net Income + Depreciation |  | 6113.1736 | 9416.6093 | 9463.3132 | 9514.5487 | 9570.6581 | 8890.6257 | 8586.9188 | 8659.9586 | 8739.5048 | 8826.0408 | 8920.0844 | 9022.19 | 9132.9515 | 9253.0051 | 9383.0319 | 9523.7615 | 9675.9751 | 9840.5092 | 10018.2596 | 10210.1854 | 10417.3135 | 10640.7435 | 10881.6524 | 11141.3007 | 11421.0377 | 11722.3076 | 12046.657 | 12395.7412 | 12771.3322 | 13175.327 | 2091.6539
- Principal Payments |  | 1589.1014 | 1700.3385 | 1819.3622 | 1946.7176 | 2082.9878 | 2228.797 | 2384.8128 | 2551.7497 | 2730.3721 | 2921.4982 | 3126.003 | 3344.8233 | 3578.9609 | 3829.4882 | 4097.5523 | 4384.381 | 4691.2877 | 5019.6778 | 5371.0552 | 5747.0291 | 6149.3211 | 6579.7736 | 7040.3578 | 7533.1828 | 8060.5056 | 8624.741 | 9228.4729 | 9874.466 | 10565.6786 | 11305.2761 | 0
- CapEx or Working Capital Needs |  | 0 | 0 | 0 | 0 | 0 | 0 | 0 | 0 | 0 | 0 | 0 | 0 | 0 | 0 | 0 | 0 | 0 | 0 | 0 | 0 | 0 | 0 | 0 | 0 | 0 | 0 | 0 | 0 | 0 | 0 | 0
Free Cash Flow to Equity |  | 4524.0722 | 7716.2708 | 7643.951 | 7567.8311 | 7487.6703 | 6661.8287 | 6202.106 | 6108.2089 | 6009.1327 | 5904.5427 | 5794.0813 | 5677.3667 | 5553.9906 | 5423.5169 | 5285.4796 | 5139.3805 | 4984.6875 | 4820.8314 | 4647.2044 | 4463.1563 | 4267.9924 | 4060.9698 | 3841.2947 | 3608.1179 | 3360.5321 | 3097.5666 | 2818.1842 | 2521.2752 | 2205.6536 | 1870.0509 | 2091.6539
NPV @ 12% | 49127.1038

## Revised Debt
(000's)
Total Project Cost | 214439.6732
Total Debt | 150107.7713
Debt Term (yrs) | 30
Debt (%) | 70%
Equity (%) | 30%
Rate (%) | 7%
Princ Amort Sched (yrs) | 30
Equity ($) | 64331.902
Capacity (MW) | 348
Capacity Pmt ($/kw-mo) | 6.3571
| 0.66667 | 1.6667 | 2.6667 | 3.6667 | 4.6667 | 5.6667 | 6.6667 | 7.6667 | 8.6667 | 9.6667 | 10.6667 | 11.6667 | 12.6667 | 13.6667 | 14.6667 | 15.6667 | 16.6667 | 17.6667 | 18.6667 | 19.6667 | 20.6667 | 21.6667 | 22.6667 | 23.6667 | 24.6667 | 25.6667 | 26.6667 | 27.6667 | 28.6667 | 29.6667
| 2001 | 2002 | 2003 | 2004 | 2005 | 2006 | 2007 | 2008 | 2009 | 2010 | 2011 | 2012 | 2013 | 2014 | 2015 | 2016 | 2017 | 2018 | 2019 | 2020 | 2021 | 2022 | 2023 | 2024 | 2025 | 2026 | 2027 | 2028 | 2029 | 2030
Principal Balance | 150107.7713 | 148518.6698 | 146818.3313 | 144998.969 | 143052.2515 | 140969.2636 | 138740.4667 | 136355.6539 | 133803.9043 | 131073.5321 | 128152.0339 | 125026.0309 | 121681.2076 | 118102.2467 | 114272.7586 | 110175.2063 | 105790.8253 | 101099.5376 | 96079.8598 | 90708.8046 | 84961.7755 | 78812.4544 | 72232.6808 | 65192.323 | 57659.1402 | 49598.6346 | 40973.8935 | 31745.4207 | 21870.9547 | 11305.2761
Payment | 12096.6454 | 12096.6454 | 12096.6454 | 12096.6454 | 12096.6454 | 12096.6454 | 12096.6454 | 12096.6454 | 12096.6454 | 12096.6454 | 12096.6454 | 12096.6454 | 12096.6454 | 12096.6454 | 12096.6454 | 12096.6454 | 12096.6454 | 12096.6454 | 12096.6454 | 12096.6454 | 12096.6454 | 12096.6454 | 12096.6454 | 12096.6454 | 12096.6454 | 12096.6454 | 12096.6454 | 12096.6454 | 12096.6454 | 12096.6454
Interest Payment | 10507.544 | 10396.3069 | 10277.2832 | 10149.9278 | 10013.6576 | 9867.8485 | 9711.8327 | 9544.8958 | 9366.2733 | 9175.1472 | 8970.6424 | 8751.8222 | 8517.6845 | 8267.1573 | 7999.0931 | 7712.2644 | 7405.3578 | 7076.9676 | 6725.5902 | 6349.6163 | 5947.3243 | 5516.8718 | 5056.2877 | 4563.4626 | 4036.1398 | 3471.9044 | 2868.1725 | 2222.1794 | 1530.9668 | 791.3693
Principal Payment | 1589.1014 | 1700.3385 | 1819.3622 | 1946.7176 | 2082.9878 | 2228.797 | 2384.8128 | 2551.7497 | 2730.3721 | 2921.4982 | 3126.003 | 3344.8233 | 3578.9609 | 3829.4882 | 4097.5523 | 4384.381 | 4691.2877 | 5019.6778 | 5371.0552 | 5747.0291 | 6149.3211 | 6579.7736 | 7040.3578 | 7533.1828 | 8060.5056 | 8624.741 | 9228.4729 | 9874.466 | 10565.6786 | 11305.2761
EBITDA | 12438.1783 | 20267.8255 | 20226.0622 | 20183.4636 | 20140.013 | 20095.6934 | 20050.4874 | 20004.3773 | 19957.345 | 19909.372 | 19860.4396 | 19810.5285 | 19759.6192 | 19707.6918 | 19654.7257 | 19600.7004 | 19545.5945 | 19489.3866 | 19432.0544 | 19373.5757 | 19313.9273 | 19253.086 | 19191.0279 | 19127.7286 | 19063.1633 | 18997.3067 | 18930.133 | 18861.6158 | 18791.7282 | 18720.4429
DSCR | 1.0282 | 1.6755 | 1.672 | 1.6685 | 1.6649 | 1.6613 | 1.6575 | 1.6537 | 1.6498 | 1.6459 | 1.6418 | 1.6377 | 1.6335 | 1.6292 | 1.6248 | 1.6203 | 1.6158 | 1.6111 | 1.6064 | 1.6016 | 1.5966 | 1.5916 | 1.5865 | 1.5812 | 1.5759 | 1.5705 | 1.5649 | 1.5592 | 1.5535 | 1.5476

## BS (hidden)
PROJECT NAME: Homestead, Florida
BALANCE SHEET
| 0 | 0.66667 | 1.6667 | 2.6667 | 3.6667 | 4.6667 | 5.6667 | 6.6667 | 7.6667 | 8.6667 | 9.6667 | 10.6667 | 11.6667 | 12.6667 | 13.6667 | 14.6667 | 15.6667 | 16.6667 | 17.6667 | 18.6667 | 19.6667 | 20.6667 | 21.6667 | 22.6667 | 23.6667 | 24.6667 | 25.6667 | 26.6667 | 27.6667 | 28.6667 | 29.6667 | 30.6667
('000 $) | Close | 2001 | 2002 | 2003 | 2004 | 2005 | 2006 | 2007 | 2008 | 2009 | 2010 | 2011 | 2012 | 2013 | 2014 | 2015 | 2016 | 2017 | 2018 | 2019 | 2020 | 2021 | 2022 | 2023 | 2024 | 2025 | 2026 | 2027 | 2028 | 2029 | 2030 | 2031
|  | 2001-12-30 12:00 | 2002-12-30 18:00 | 2003-12-31 | 2004-12-30 06:00 | 2005-12-30 12:00 | 2006-12-30 18:00 | 2007-12-31 | 2008-12-30 06:00 | 2009-12-30 12:00 | 2010-12-30 18:00 | 2011-12-31 | 2012-12-30 06:00 | 2013-12-30 12:00 | 2014-12-30 18:00 | 2015-12-31 | 2016-12-30 06:00 | 2017-12-30 12:00 | 2018-12-30 18:00 | 2019-12-31 | 2020-12-30 06:00 | 2021-12-30 12:00 | 2022-12-30 18:00 | 2023-12-31 | 2024-12-30 06:00 | 2025-12-30 12:00 | 2026-12-30 18:00 | 2027-12-31 | 2028-12-30 06:00 | 2029-12-30 12:00 | 2030-12-30 18:00 | 2031-12-31
Assets
Cash | 0 | 0 | 0 | 0 | 0 | 0 | 0 | 0 | 0 | 0 | 0 | 0 | 0 | 0 | 0 | 0 | 0 | 0 | 0 | 0 | 0 | 0 | 0 | 0 | 0 | 0 | 0 | 0 | 0 | 0 | 0 | 0
Accounts Receivable | 0 | 0 | 0 | 0 | 0 | 0 | 0 | 0 | 0 | 0 | 0 | 0 | 0 | 0 | 0 | 0 | 0 | 0 | 0 | 0 | 0 | 0 | 0 | 0 | 0 | 0 | 0 | 0 | 0 | 0 | 0 | 0
Inventories | 0 | 0 | 0 | 0 | 0 | 0 | 0 | 0 | 0 | 0 | 0 | 0 | 0 | 0 | 0 | 0 | 0 | 0 | 0 | 0 | 0 | 0 | 0 | 0 | 0 | 0 | 0 | 0 | 0 | 0 | 0 | 0
Other Current Assets | 0 | 0 | 0 | 0 | 0 | 0 | 0 | 0 | 0 | 0 | 0 | 0 | 0 | 0 | 0 | 0 | 0 | 0 | 0 | 0 | 0 | 0 | 0 | 0 | 0 | 0 | 0 | 0 | 0 | 0 | 0 | 0
Debt Service Reserve | 0 | 0 | 0 | 0 | 0 | 0 | 0 | 0 | 0 | 0 | 0 | 0 | 0 | 0 | 0 | 0 | 0 | 0 | 0 | 0 | 0 | 0 | 0 | 0 | 0 | 0 | 0 | 0 | 0 | 0 | 0 | 0
Total Current Assets |  | 0 | 0 | 0 | 0 | 0 | 0 | 0 | 0 | 0 | 0 | 0 | 0 | 0 | 0 | 0 | 0 | 0 | 0 | 0 | 0 | 0 | 0 | 0 | 0 | 0 | 0 | 0 | 0 | 0 | 0 | 0
Gross PP&E | 214439.6732 | 211041.9832 | 211041.9832 | 211041.9832 | 211041.9832 | 211041.9832 | 211041.9832 | 211041.9832 | 211041.9832 | 211041.9832 | 211041.9832 | 211041.9832 | 211041.9832 | 211041.9832 | 211041.9832 | 211041.9832 | 211041.9832 | 211041.9832 | 211041.9832 | 211041.9832 | 211041.9832 | 211041.9832 | 211041.9832 | 211041.9832 | 211041.9832 | 211041.9832 | 211041.9832 | 211041.9832 | 211041.9832 | 211041.9832 | 211041.9832 | 211041.9832
Accumulated Depreciation | 0 | 5814.2036 | 14535.5091 | 23256.8146 | 31978.12 | 40699.4255 | 47546.1851 | 53455.6718 | 59365.1585 | 65274.6452 | 71184.1318 | 77093.6185 | 83003.1052 | 88912.5919 | 94822.0785 | 100731.5652 | 106641.0519 | 112550.5386 | 118460.0253 | 124369.5119 | 130278.9986 | 136188.4853 | 142097.972 | 148007.4587 | 153916.9453 | 159826.432 | 165735.9187 | 171645.4054 | 177554.892 | 183464.3787 | 189373.8654 | 191343.6943
Net PP&E | 214439.6732 | 205227.7796 | 196506.4741 | 187785.1686 | 179063.8632 | 170342.5577 | 163495.7981 | 157586.3114 | 151676.8247 | 145767.3381 | 139857.8514 | 133948.3647 | 128038.878 | 122129.3913 | 116219.9047 | 110310.418 | 104400.9313 | 98491.4446 | 92581.958 | 86672.4713 | 80762.9846 | 74853.4979 | 68944.0112 | 63034.5246 | 57125.0379 | 51215.5512 | 45306.0645 | 39396.5779 | 33487.0912 | 27577.6045 | 21668.1178 | 19698.2889
Land | 5687.128 | 5687.128 | 5687.128 | 5687.128 | 5687.128 | 5687.128 | 5687.128 | 5687.128 | 5687.128 | 5687.128 | 5687.128 | 5687.128 | 5687.128 | 5687.128 | 5687.128 | 5687.128 | 5687.128 | 5687.128 | 5687.128 | 5687.128 | 5687.128 | 5687.128 | 5687.128 | 5687.128 | 5687.128 | 5687.128 | 5687.128 | 5687.128 | 5687.128 | 5687.128 | 5687.128 | 5687.128
Other Assets | 0 | 0 | 0 | 0 | 0 | 0 | 0 | 0 | 0 | 0 | 0 | 0 | 0 | 0 | 0 | 0 | 0 | 0 | 0 | 0 | 0 | 0 | 0 | 0 | 0 | 0 | 0 | 0 | 0 | 0 | 0 | 0
Total Assets | 220126.8012 | 210914.9076 | 202193.6021 | 193472.2966 | 184750.9912 | 176029.6857 | 169182.9261 | 163273.4394 | 157363.9527 | 151454.4661 | 145544.9794 | 139635.4927 | 133726.006 | 127816.5193 | 121907.0327 | 115997.546 | 110088.0593 | 104178.5726 | 98269.086 | 92359.5993 | 86450.1126 | 80540.6259 | 74631.1392 | 68721.6526 | 62812.1659 | 56902.6792 | 50993.1925 | 45083.7059 | 39174.2192 | 33264.7325 | 27355.2458 | 25385.4169
Liabilities
Accounts Payable | 0 | 0 | 0 | 0 | 0 | 0 | 0 | 0 | 0 | 0 | 0 | 0 | 0 | 0 | 0 | 0 | 0 | 0 | 0 | 0 | 0 | 0 | 0 | 0 | 0 | 0 | 0 | 0 | 0 | 0 | 0 | 0
Accrued Expenses | 0 | 0 | 0 | 0 | 0 | 0 | 0 | 0 | 0 | 0 | 0 | 0 | 0 | 0 | 0 | 0 | 0 | 0 | 0 | 0 | 0 | 0 | 0 | 0 | 0 | 0 | 0 | 0 | 0 | 0 | 0 | 0
Deferred Tax Liability | 0 | #REF! | #REF! | #REF! | #REF! | #REF! | #REF! | #REF! | #REF! | #REF! | #REF! | #REF! | #REF! | #REF! | #REF! | #REF! | #REF! | #REF! | #REF! | #REF! | #REF! | #REF! | #REF! | #REF! | #REF! | #REF! | #REF! | #REF! | #REF! | #REF! | #REF! | #REF!
Working Capital Revolver | 0 | 5687.128 | 5687.128 | 5687.128 | 5687.128 | 5687.128 | 5687.128 | 5687.128 | 5687.128 | 5687.128 | 5687.128 | 5687.128 | 5687.128 | 5687.128 | 5687.128 | 5687.128 | 5687.128 | 5687.128 | 5687.128 | 5687.128 | 5687.128 | 5687.128 | 5687.128 | 5687.128 | 5687.128 | 5687.128 | 5687.128 | 5687.128 | 5687.128 | 5687.128 | 5687.128 | 5687.128
Long Term Debt | 150107.7713 | #REF! | #REF! | #REF! | #REF! | #REF! | #REF! | #REF! | #REF! | #REF! | #REF! | #REF! | #REF! | #REF! | #REF! | #REF! | #REF! | #REF! | #REF! | #REF! | #REF! | #REF! | #REF! | #REF! | #REF! | #REF! | #REF! | #REF! | #REF! | #REF! | #REF! | #REF!
Other Non-Current Liabilities | 0 | 0 | 0 | 0 | 0 | 0 | 0 | 0 | 0 | 0 | 0 | 0 | 0 | 0 | 0 | 0 | 0 | 0 | 0 | 0 | 0 | 0 | 0 | 0 | 0 | 0 | 0 | 0 | 0 | 0 | 0 | 0
Total Long-term Liabilities | 150107.7713 | #REF! | #REF! | #REF! | #REF! | #REF! | #REF! | #REF! | #REF! | #REF! | #REF! | #REF! | #REF! | #REF! | #REF! | #REF! | #REF! | #REF! | #REF! | #REF! | #REF! | #REF! | #REF! | #REF! | #REF! | #REF! | #REF! | #REF! | #REF! | #REF! | #REF! | #REF!
Stockholders' Equity
Paid-In-Capital | 64331.902 | 64331.902 | 64331.902 | 64331.902 | 64331.902 | 64331.902 | 64331.902 | 64331.902 | 64331.902 | 64331.902 | 64331.902 | 64331.902 | 64331.902 | 64331.902 | 64331.902 | 64331.902 | 64331.902 | 64331.902 | 64331.902 | 64331.902 | 64331.902 | 64331.902 | 64331.902 | 64331.902 | 64331.902 | 64331.902 | 64331.902 | 64331.902 | 64331.902 | 64331.902 | 64331.902 | 64331.902
Retained earnings | #REF! | #REF! | #REF! | #REF! | #REF! | #REF! | #REF! | #REF! | #REF! | #REF! | #REF! | #REF! | #REF! | #REF! | #REF! | #REF! | #REF! | #REF! | #REF! | #REF! | #REF! | #REF! | #REF! | #REF! | #REF! | #REF! | #REF! | #REF! | #REF! | #REF! | #REF! | #REF!
Total stockholders' equity | #REF! | #REF! | #REF! | #REF! | #REF! | #REF! | #REF! | #REF! | #REF! | #REF! | #REF! | #REF! | #REF! | #REF! | #REF! | #REF! | #REF! | #REF! | #REF! | #REF! | #REF! | #REF! | #REF! | #REF! | #REF! | #REF! | #REF! | #REF! | #REF! | #REF! | #REF! | #REF!
Total Liabilities & Equity | #REF! | #REF! | #REF! | #REF! | #REF! | #REF! | #REF! | #REF! | #REF! | #REF! | #REF! | #REF! | #REF! | #REF! | #REF! | #REF! | #REF! | #REF! | #REF! | #REF! | #REF! | #REF! | #REF! | #REF! | #REF! | #REF! | #REF! | #REF! | #REF! | #REF! | #REF! | #REF!
Proof | #REF! | #REF! | #REF! | #REF! | #REF! | #REF! | #REF! | #REF! | #REF! | #REF! | #REF! | #REF! | #REF! | #REF! | #REF! | #REF! | #REF! | #REF! | #REF! | #REF! | #REF! | #REF! | #REF! | #REF! | #REF! | #REF! | #REF! | #REF! | #REF! | #REF! | #REF! | #REF!

## Returns Analysis
PROJECT NAME: Homestead, Florida
RETURNS ANALYSIS
| 0 | 0.66667 | 1.6667 | 2.6667 | 3.6667 | 4.6667 | 5.6667 | 6.6667 | 7.6667 | 8.6667 | 9.6667 | 10.6667 | 11.6667 | 12.6667 | 13.6667 | 14.6667 | 15.6667 | 16.6667 | 17.6667 | 18.6667 | 19.6667 | 20.6667 | 21.6667 | 22.6667 | 23.6667 | 24.6667 | 25.6667 | 26.6667 | 27.6667 | 28.6667 | 29.6667 | 30.6667
('000 $) | Close | 2001 | 2002 | 2003 | 2004 | 2005 | 2006 | 2007 | 2008 | 2009 | 2010 | 2011 | 2012 | 2013 | 2014 | 2015 | 2016 | 2017 | 2018 | 2019 | 2020 | 2021 | 2022 | 2023 | 2024 | 2025 | 2026 | 2027 | 2028 | 2029 | 2030 | 2031
| 2000-04-01 | 2001-12-30 12:00 | 2002-12-30 18:00 | 2003-12-31 | 2004-12-30 06:00 | 2005-12-30 12:00 | 2006-12-30 18:00 | 2007-12-31 | 2008-12-30 06:00 | 2009-12-30 12:00 | 2010-12-30 18:00 | 2011-12-31 | 2012-12-30 06:00 | 2013-12-30 12:00 | 2014-12-30 18:00 | 2015-12-31 | 2016-12-30 06:00 | 2017-12-30 12:00 | 2018-12-30 18:00 | 2019-12-31 | 2020-12-30 06:00 | 2021-12-30 12:00 | 2022-12-30 18:00 | 2023-12-31 | 2024-12-30 06:00 | 2025-12-30 12:00 | 2026-12-30 18:00 | 2027-12-31 | 2028-12-30 06:00 | 2029-12-30 12:00 | 2030-12-30 18:00 | 2031-12-31
EBITDA | 0 | 12438.1783 | 20267.8255 | 20226.0622 | 20183.4636 | 20140.013 | 20095.6934 | 20050.4874 | 20004.3773 | 19957.345 | 19909.372 | 19860.4396 | 19810.5285 | 19759.6192 | 19707.6918 | 19654.7257 | 19600.7004 | 19545.5945 | 19489.3866 | 19432.0544 | 19373.5757 | 19313.9273 | 19253.086 | 19191.0279 | 19127.7286 | 19063.1633 | 18997.3067 | 18930.133 | 18861.6158 | 18791.7282 | 18720.4429 | 2171.359
Less Interest Payments | 0 | -6129.4007 | -10396.3069 | -10277.2832 | -10149.9278 | -10013.6576 | -9867.8485 | -9711.8327 | -9544.8958 | -9366.2733 | -9175.1472 | -8970.6424 | -8751.8222 | -8517.6845 | -8267.1573 | -7999.0931 | -7712.2644 | -7405.3578 | -7076.9676 | -6725.5902 | -6349.6163 | -5947.3243 | 0 | 0 | 0 | 0 | 0 | 0 | 0 | 0 | 0 | 0
Pre-Tax Cashflow | 0 | 6308.7777 | 9871.5187 | 9948.779 | 10033.5357 | 10126.3554 | 10227.8449 | 10338.6547 | 10459.4815 | 10591.0717 | 10734.2248 | 10889.7972 | 11058.7064 | 11241.9347 | 11440.5345 | 11655.6326 | 11888.4359 | 12140.2368 | 12412.4189 | 12706.4642 | 13023.9593 | 13366.603 | 19253.086 | 19191.0279 | 19127.7286 | 19063.1633 | 18997.3067 | 18930.133 | 18861.6158 | 18791.7282 | 18720.4429 | 2171.359
Less Cash Taxes | 0 | 0 | 0 | 0 | 0 | 0 | 0 | 0 | 0 | 0 | 0 | 0 | 0 | 0 | 0 | 0 | 0 | 0 | 0 | -5025.4066 | -5150.9759 | -5286.4915 | -5432.6727 | -5590.2898 | -5760.1672 | -5943.1878 | -6140.2966 | -6352.5053 | -6580.8971 | -6826.6311 | -7090.9486 | -858.7725
Less Principal Payments | 0 | -1589.1014 | -1700.3385 | -1819.3622 | -1946.7176 | -2082.9878 | -2228.797 | -2384.8128 | -2551.7497 | -2730.3721 | -2921.4982 | -3126.003 | -3344.8233 | -3578.9609 | -3829.4882 | -4097.5523 | -4384.381 | -4691.2877 | -5019.6778 | -5371.0552 | -5747.0291 | -6149.3211 | 0 | 0 | 0 | 0 | 0 | 0 | 0 | 0 | 0 | 0
Less Capex | 0 | 0 | 0 | 0 | 0 | 0 | 0 | 0 | 0 | 0 | 0 | 0 | 0 | 0 | 0 | 0 | 0 | 0 | 0 | 0 | 0 | 0 | 0 | 0 | 0 | 0 | 0 | 0 | 0 | 0 | 0 | 0
Cashflow to Equity | 0 | 4719.6762 | 8171.1801 | 8129.4168 | 8086.8182 | 8043.3676 | 7999.048 | 7953.842 | 7907.7319 | 7860.6995 | 7812.7266 | 7763.7942 | 7713.8831 | 7662.9738 | 7611.0463 | 7558.0803 | 7504.055 | 7448.9491 | 7392.7411 | 2310.0024 | 2125.9543 | 1930.7904 | 13820.4133 | 13600.7381 | 13367.5614 | 13119.9755 | 12857.0101 | 12577.6276 | 12280.7187 | 11965.0971 | 11629.4943 | 1312.5865
Distribution to Equity | 2000-04-01: 100%
| 0 | 4719.6762 | 8171.1801 | 8129.4168 | 8086.8182 | 8043.3676 | 7999.048 | 7953.842 | 7907.7319 | 7860.6995 | 7812.7266 | 7763.7942 | 7713.8831 | 7662.9738 | 7611.0463 | 7558.0803 | 7504.055 | 7448.9491 | 7392.7411 | 2310.0024 | 2125.9543 | 1930.7904 | 13820.4133 | 13600.7381 | 13367.5614 | 13119.9755 | 12857.0101 | 12577.6276 | 12280.7187 | 11965.0971 | 11629.4943 | 1312.5865
Equity RROR | 2000-04-01: 14%
Beginning Balance | -64331.902 | -64331.902 | -64331.902 | -64331.902 | -64331.902 | -64331.902 | -64331.902 | -64331.902 | -64331.902 | -64331.902 | -64331.902 | -64331.902 | -64331.902 | -64331.902 | -64331.902 | -64331.902 | -64331.902 | -64331.902 | -64331.902 | -64331.902 | -64331.902 | -64331.902 | -64331.902 | -59517.955 | -54249.7305 | -48477.1314 | -42143.9543 | -35187.0979 | -27535.664 | -19109.9382 | -9820.2325 | 434.4293
RROR Target Coupon | 0 | 9006.4663 | 9006.4663 | 9006.4663 | 9006.4663 | 9006.4663 | 9006.4663 | 9006.4663 | 9006.4663 | 9006.4663 | 9006.4663 | 9006.4663 | 9006.4663 | 9006.4663 | 9006.4663 | 9006.4663 | 9006.4663 | 9006.4663 | 9006.4663 | 9006.4663 | 9006.4663 | 9006.4663 | 9006.4663 | 8332.5137 | 7594.9623 | 6786.7984 | 5900.1536 | 4926.1937 | 3854.993 | 2675.3913 | 1374.8325 | -60.8201
Actual Cash Flow | 0 | 4719.6762 | 8171.1801 | 8129.4168 | 8086.8182 | 8043.3676 | 7999.048 | 7953.842 | 7907.7319 | 7860.6995 | 7812.7266 | 7763.7942 | 7713.8831 | 7662.9738 | 7611.0463 | 7558.0803 | 7504.055 | 7448.9491 | 7392.7411 | 2310.0024 | 2125.9543 | 1930.7904 | 13820.4133 | 13600.7381 | 13367.5614 | 13119.9755 | 12857.0101 | 12577.6276 | 12280.7187 | 11965.0971 | 11629.4943 | 1312.5865
Equity Paydown | 0 | 0 | 0 | 0 | 0 | 0 | 0 | 0 | 0 | 0 | 0 | 0 | 0 | 0 | 0 | 0 | 0 | 0 | 0 | 0 | 0 | 0 | 4813.947 | 5268.2244 | 5772.5991 | 6333.1771 | 6956.8565 | 7651.4339 | 8425.7257 | 9289.7057 | 10254.6618 | 1373.4066
Ending Balance | -64331.902 | -64331.902 | -64331.902 | -64331.902 | -64331.902 | -64331.902 | -64331.902 | -64331.902 | -64331.902 | -64331.902 | -64331.902 | -64331.902 | -64331.902 | -64331.902 | -64331.902 | -64331.902 | -64331.902 | -64331.902 | -64331.902 | -64331.902 | -64331.902 | -64331.902 | -59517.955 | -54249.7305 | -48477.1314 | -42143.9543 | -35187.0979 | -27535.664 | -19109.9382 | -9820.2325 | 434.4293 | 1807.8359
ENRON'S RETURNS ANALYSIS
Zero Residual Value
Equity Return | 2000-04-01: -64331.902
Actual Cash Flow | 0 | 4719.6762 | 8171.1801 | 8129.4168 | 8086.8182 | 8043.3676 | 7999.048 | 7953.842 | 7907.7319 | 7860.6995 | 7812.7266 | 7763.7942 | 7713.8831 | 7662.9738 | 7611.0463 | 7558.0803 | 7504.055 | 7448.9491 | 7392.7411 | 2310.0024 | 2125.9543 | 1930.7904 | 13820.4133 | 13600.7381 | 13367.5614 | 13119.9755 | 12857.0101 | 12577.6276 | 12280.7187 | 11965.0971 | 11629.4943 | 1312.5865
Total Cash Flow | -64331.902 | 4719.6762 | 8171.1801 | 8129.4168 | 8086.8182 | 8043.3676 | 7999.048 | 7953.842 | 7907.7319 | 7860.6995 | 7812.7266 | 7763.7942 | 7713.8831 | 7662.9738 | 7611.0463 | 7558.0803 | 7504.055 | 7448.9491 | 7392.7411 | 2310.0024 | 2125.9543 | 1930.7904 | 13820.4133 | 13600.7381 | 13367.5614 | 13119.9755 | 12857.0101 | 12577.6276 | 12280.7187 | 11965.0971 | 11629.4943 | 1312.5865
| IRR | 8.759%
| NPV | -8103.496
With 5x EBITDA Exit Multiple
Equity Return | 2000-04-01: -64331.902
Actual Cash Flow | 0 | 4719.6762 | 8171.1801 | 8129.4168 | 8086.8182 | 8043.3676 | 7999.048 | 7953.842 | 7907.7319 | 7860.6995 | 7812.7266 | 7763.7942 | 7713.8831 | 7662.9738 | 7611.0463 | 7558.0803 | 7504.055 | 7448.9491 | 7392.7411 | 2310.0024 | 2125.9543 | 1930.7904 | 13820.4133 | 13600.7381 | 13367.5614 | 13119.9755 | 12857.0101 | 12577.6276 | 12280.7187 | 11965.0971 | 11629.4943 | 1312.5865
Residual Value | 0 | 0 | 0 | 0 | 0 | 0 | 0 | 0 | 0 | 0 | 0 | 0 | 0 | 0 | 0 | 0 | 0 | 0 | 0 | 0 | 0 | 96569.6366 | 0 | 0 | 0 | 0 | 0 | 0 | 0 | 0 | 0 | 93602.2145
Total Cash Flow | -64331.902 | 4719.6762 | 8171.1801 | 8129.4168 | 8086.8182 | 8043.3676 | 7999.048 | 7953.842 | 7907.7319 | 7860.6995 | 7812.7266 | 7763.7942 | 7713.8831 | 7662.9738 | 7611.0463 | 7558.0803 | 7504.055 | 7448.9491 | 7392.7411 | 2310.0024 | 2125.9543 | 98500.427 | 13820.4133 | 13600.7381 | 13367.5614 | 13119.9755 | 12857.0101 | 12577.6276 | 12280.7187 | 11965.0971 | 11629.4943 | 94914.8011
| IRR | 12.44%
| NPV | 8128.6094
With 10% Initial Project Cost
Equity Return | 2000-04-01: -64331.902
Actual Cash Flow | 0 | 4719.6762 | 8171.1801 | 8129.4168 | 8086.8182 | 8043.3676 | 7999.048 | 7953.842 | 7907.7319 | 7860.6995 | 7812.7266 | 7763.7942 | 7713.8831 | 7662.9738 | 7611.0463 | 7558.0803 | 7504.055 | 7448.9491 | 7392.7411 | 2310.0024 | 2125.9543 | 1930.7904 | 13820.4133 | 13600.7381 | 13367.5614 | 13119.9755 | 12857.0101 | 12577.6276 | 12280.7187 | 11965.0971 | 11629.4943 | 1312.5865
Residual Value | 0 | 0 | 0 | 0 | 0 | 0 | 0 | 0 | 0 | 0 | 0 | 0 | 0 | 0 | 0 | 0 | 0 | 0 | 0 | 0 | 0 | 21443.9673 | 0 | 0 | 0 | 0 | 0 | 0 | 0 | 0 | 0 | 21443.9673
Total Cash Flow | -64331.902 | 4719.6762 | 8171.1801 | 8129.4168 | 8086.8182 | 8043.3676 | 7999.048 | 7953.842 | 7907.7319 | 7860.6995 | 7812.7266 | 7763.7942 | 7713.8831 | 7662.9738 | 7611.0463 | 7558.0803 | 7504.055 | 7448.9491 | 7392.7411 | 2310.0024 | 2125.9543 | 23374.7577 | 13820.4133 | 13600.7381 | 13367.5614 | 13119.9755 | 12857.0101 | 12577.6276 | 12280.7187 | 11965.0971 | 11629.4943 | 22756.5539
| IRR | 11.09%
| NPV | -3.4674e-12
With $200/kW
Equity Return | 2000-04-01: -64331.902
Actual Cash Flow | 0 | 4719.6762 | 8171.1801 | 8129.4168 | 8086.8182 | 8043.3676 | 7999.048 | 7953.842 | 7907.7319 | 7860.6995 | 7812.7266 | 7763.7942 | 7713.8831 | 7662.9738 | 7611.0463 | 7558.0803 | 7504.055 | 7448.9491 | 7392.7411 | 2310.0024 | 2125.9543 | 1930.7904 | 13820.4133 | 13600.7381 | 13367.5614 | 13119.9755 | 12857.0101 | 12577.6276 | 12280.7187 | 11965.0971 | 11629.4943 | 1312.5865
Residual Value | 0 | 0 | 0 | 0 | 0 | 0 | 0 | 0 | 0 | 0 | 0 | 0 | 0 | 0 | 0 | 0 | 0 | 0 | 0 | 0 | 0 | 69600 | 0 | 0 | 0 | 0 | 0 | 0 | 0 | 0 | 0 | 69600
Total Cash Flow | -64331.902 | 4719.6762 | 8171.1801 | 8129.4168 | 8086.8182 | 8043.3676 | 7999.048 | 7953.842 | 7907.7319 | 7860.6995 | 7812.7266 | 7763.7942 | 7713.8831 | 7662.9738 | 7611.0463 | 7558.0803 | 7504.055 | 7448.9491 | 7392.7411 | 2310.0024 | 2125.9543 | 71530.7904 | 13820.4133 | 13600.7381 | 13367.5614 | 13119.9755 | 12857.0101 | 12577.6276 | 12280.7187 | 11965.0971 | 11629.4943 | 70912.5865
| IRR | 12.02%
| NPV | 5261.1037

## Debt
PROJECT NAME: Homestead, Florida
DEBT ISSUANCE | (This page is set up to solve for Debt Principal given DSCR, by using the Goal Seek Button)
('000 $) | 2001 | 2002 | 2003 | 2004 | 2005 | 2006 | 2007 | 2008 | 2009 | 2010 | 2011 | 2012 | 2013 | 2014 | 2015 | 2016 | 2017 | 2018 | 2019 | 2020 | 2021 | 2022 | 2023 | 2024 | 2025 | 2026 | 2027 | 2028 | 2029 | 2030 | 2031
| 2001-12-31 | 2002-12-31 | 2003-12-31 | 2004-12-31 | 2005-12-31 | 2006-12-31 | 2007-12-31 | 2008-12-31 | 2009-12-31 | 2010-12-31 | 2011-12-31 | 2012-12-31 | 2013-12-31 | 2014-12-31 | 2015-12-31 | 2016-12-31 | 2017-12-31 | 2018-12-31 | 2019-12-31 | 2020-12-31 | 2021-12-31 | 2022-12-31 | 2023-12-31 | 2024-12-31 | 2025-12-31 | 2026-12-31 | 2027-12-31 | 2028-12-31 | 2029-12-31 | 2030-12-31 | 2031-12-31
EBITDA by Debt Fiscal Year | 7799.3495 | 19853.58 | 20236.4744 | 20207.8328 | 20137.0971 | 20106.7429 | 20061.7579 | 20029.5 | 19955.4441 | 19921.3324 | 19872.6392 | 19836.4668 | 19758.817 | 19720.6381 | 19667.931 | 19627.5215 | 19545.9815 | 19503.4001 | 19446.3482 | 19401.3524 | 19315.6015 | 19268.2547 | 19206.4999 | 19156.5396 | 19066.2308 | 19013.7257 | 18946.8804 | 18891.5464 | 18796.3039 | 18738.2154 | 6838.6475 |  | 1
DSCR | 1.3 | 1.3 | 1.3 | 1.3 | 1.3 | 1.3 | 1.3 | 1.3 | 1.3 | 1.3 | 1.3 | 1.3 | 1.3 | 1.3 | 1.3 | 1.3 | 1.3 | 1.3 | 1.3 | 1.3 | 1.3 | 1.3 | 1.3 | 1.3 | 1.3 | 1.3 | 1.3 | 1.3 | 1.3 | 1.3 | 1.3 |  | 6
Target DS | 5999.4996 | 15271.9846 | 15566.5188 | 15544.4868 | 15490.0747 | 15466.7253 | 15432.1215 | 15407.3077 | 15350.3416 | 15324.1018 | 15286.6455 | 15258.8206 | 15199.09 | 15169.7216 | 15129.1777 | 15098.0935 | 15035.3704 | 15002.6154 | 14958.7294 | 14924.1172 | 14858.155 | 14821.7344 | 14774.2307 | 14735.7997 | 14666.3314 | 14625.9429 | 14574.5234 | 14531.9588 | 14458.6953 | 14414.0119 | 5260.4981
Debt Principal | 2001-12-31: 84092.2306
Ending Balance at Maturity | 2001-12-31: 0
| 2001-04-01 | 2002-04-01 | 2003-04-01 | 2004-04-01 | 2005-04-01 | 2006-04-01 | 2007-04-01 | 2008-04-01 | 2009-04-01 | 2010-04-01 | 2011-04-01 | 2012-04-01 | 2013-04-01 | 2014-04-01 | 2015-04-01 | 2016-04-01 | 2017-04-01 | 2018-04-01 | 2019-04-01 | 2020-04-01 | 2021-04-01 | 2022-04-01 | 2023-04-01 | 2024-04-01 | 2025-04-01 | 2026-04-01 | 2027-04-01 | 2028-04-01 | 2029-04-01 | 2030-04-01 | 2031-04-01 | 2031-05-01
Beginning Balance |  | 148509.789 | 143545.5845 | 137929.9383 | 131944.29 | 125573.6148 | 118779.4598 | 111536.6022 | 103809.3657 | 95578.3545 | 86792.9136 | 77419.8434 | 67412.0426 | 56744.3347 | 45350.0303 | 33185.4222 | 20188.3816 | 6326.0922 | 0 | 0 | 0 | 0 | 0 | 0 | 0 | 0 | 0 | 0 | 0 | 0 | 0
Addition |  | 0 | 0 | 0 | 0 | 0 | 0 | 0 | 0 | 0 | 0 | 0 | 0 | 0 | 0 | 0 | 0 | 0 | 0 | 0 | 0 | 0 | 0 | 0 | 0 | 0 | 0 | 0 | 0 | 0 | 0
Principal Payment |  | 2454.1644 | 2772.9286 | 2938.1186 | 3145.9309 | 3350.3275 | 3570.1695 | 3794.5543 | 4056.7473 | 4325.9736 | 4613.8934 | 4916.0242 | 5249.8021 | 5604.2503 | 5981.6864 | 6385.9746 | 6813.9903 | 6326.0922 | 0 | 0 | 0 | 0 | 0 | 0 | 0 | 0 | 0 | 0 | 0 | 0 | 0
Interest Payment |  | 2591.801 | 2505.1654 | 2426.9639 | 2302.699 | 2191.5176 | 2072.9456 | 1962.5566 | 1811.6867 | 1668.0387 | 1514.7147 | 1362.2508 | 1176.4787 | 990.3052 | 791.4512 | 583.9184 | 352.3287 | 110.4033 | 0 | 0 | 0 | 0 | 0 | 0 | 0 | 0 | 0 | 0 | 0 | 0 | 0
Ending Balance |  | 146055.6247 | 140772.656 | 134991.8197 | 128798.359 | 122223.2873 | 115209.2903 | 107742.0478 | 99752.6184 | 91252.381 | 82179.0202 | 72503.8192 | 62162.2405 | 51140.0843 | 39368.3439 | 26799.4476 | 13374.3912 | 0 | 0 | 0 | 0 | 0 | 0 | 0 | 0 | 0 | 0 | 0 | 0 | 0 | 0
Pro-rata EBITDA |  | 9691.9031 | 10095.7364 | 10116.101 | 10039.5016 | 10031.3679 | 10009.0478 | 10027.3113 | 9949.4328 | 9939.3733 | 9915.2133 | 9931.2026 | 9851.9394 | 9839.7953 | 9813.6438 | 9827.1713 | 9746.4094 | 9732.009 | 9703.7017 | 9714.5645 | 9632.1804 | 9615.3376 | 9584.6969 | 9592.6753 | 9508.5352 | 9489.0487 | 9455.8822 | 9460.7386 | 9374.6977 | 9352.3495 | 6300.2941
DSCR | 2002-04-01: 1.2692; 2003-04-01: 1.2971; 2004-04-01: 1.3016; 2005-04-01: 1.2962; 2006-04-01: 1.2972; 2007-04-01: 1.2972; 2008-04-01: 1.3016; 2009-04-01: 1.2963; 2010-04-01: 1.2972; 2011-04-01: 1.2972; 2012-04-01: 1.3017; 2013-04-01: 1.2964; 2014-04-01: 1.2973; 2015-04-01: 1.2973; 2016-04-01: 1.3018; 2017-04-01: 1.2965
(Debt Anniversary) | 2001-10-01 | 2002-10-01 | 2003-10-01 | 2004-10-01 | 2005-10-01 | 2006-10-01 | 2007-10-01 | 2008-10-01 | 2009-10-01 | 2010-10-01 | 2011-10-01 | 2012-10-01 | 2013-10-01 | 2014-10-01 | 2015-10-01 | 2016-10-01 | 2017-10-01 | 2018-10-01 | 2019-10-01 | 2020-10-01 | 2021-10-01 | 2022-10-01 | 2023-10-01 | 2024-10-01 | 2025-10-01 | 2026-10-01 | 2027-10-01 | 2028-10-01 | 2029-10-01 | 2030-10-01 | 2031-05-01
Beginning Balance | 150107.7713 | 146055.6247 | 140772.656 | 134991.8197 | 128798.359 | 122223.2873 | 115209.2903 | 107742.0478 | 99752.6184 | 91252.381 | 82179.0202 | 72503.8192 | 62162.2405 | 51140.0843 | 39368.3439 | 26799.4476 | 13374.3912 | 0 | 0 | 0 | 0 | 0 | 0 | 0 | 0 | 0 | 0 | 0 | 0 | 0 | 0
Addition | 0 | 0 | 0 | 0 | 0 | 0 | 0 | 0 | 0 | 0 | 0 | 0 | 0 | 0 | 0 | 0 | 0 | 0 | 0 | 0 | 0 | 0 | 0 | 0 | 0 | 0 | 0 | 0 | 0 | 0 | 0
Principal Payment | 1597.9822 | 2510.0401 | 2842.7177 | 3047.5297 | 3224.7443 | 3443.8276 | 3672.6881 | 3932.6822 | 4174.2638 | 4459.4674 | 4759.1769 | 5091.7766 | 5417.9058 | 5790.054 | 6182.9217 | 6611.0661 | 7048.299 | 0 | 0 | 0 | 0 | 0 | 0 | 0 | 0 | 0 | 0 | 0 | 0 | 0 | 0
Interest Payment | 4401.5174 | 5125.9522 | 4940.5417 | 4724.7137 | 4520.2931 | 4289.5351 | 4043.3726 | 3770.9717 | 3500.907 | 3202.5836 | 2884.1459 | 2537.6337 | 2181.6392 | 1794.8068 | 1381.6671 | 937.9807 | 469.3862 | 0 | 0 | 0 | 0 | 0 | 0 | 0 | 0 | 0 | 0 | 0 | 0 | 0 | 0
Ending Balance | 148509.789 | 143545.5845 | 137929.9383 | 131944.29 | 125573.6148 | 118779.4598 | 111536.6022 | 103809.3657 | 95578.3545 | 86792.9136 | 77419.8434 | 67412.0426 | 56744.3347 | 45350.0303 | 33185.4222 | 20188.3816 | 6326.0922 | 0 | 0 | 0 | 0 | 0 | 0 | 0 | 0 | 0 | 0 | 0 | 0 | 0 | 0
Pro-rata EBITDA | 7799.3495 | 10161.6769 | 10140.738 | 10091.7318 | 10097.5956 | 10075.375 | 10052.7101 | 10002.1886 | 10006.0113 | 9981.9591 | 9957.4259 | 9905.2643 | 9906.8776 | 9880.8427 | 9854.2871 | 9800.3502 | 9799.5721 | 9771.3911 | 9742.6465 | 9686.7878 | 9683.4211 | 9652.9171 | 9621.803 | 9563.8643 | 9557.6956 | 9524.677 | 9490.9982 | 9430.8079 | 9421.6062 | 9385.8659 | 538.3535
DSCR | 2001-10-01: 1.3; 2002-10-01: 1.3308; 2003-10-01: 1.3029; 2004-10-01: 1.2984; 2005-10-01: 1.3038; 2006-10-01: 1.3028; 2007-10-01: 1.3028; 2008-10-01: 1.2984; 2009-10-01: 1.3037; 2010-10-01: 1.3028; 2011-10-01: 1.3028; 2012-10-01: 1.2983; 2013-10-01: 1.3036; 2014-10-01: 1.3027; 2015-10-01: 1.3027; 2016-10-01: 1.2982; 2017-10-01: 1.3035
| 2001-12-31 | 2002-12-31 | 2003-12-31 | 2004-12-31 | 2005-12-31 | 2006-12-31 | 2007-12-31 | 2008-12-31 | 2009-12-31 | 2010-12-31 | 2011-12-31 | 2012-12-31 | 2013-12-31 | 2014-12-31 | 2015-12-31 | 2016-12-31 | 2017-12-31 | 2018-12-31 | 2019-12-31 | 2020-12-31 | 2021-12-31 | 2022-12-31 | 2023-12-31 | 2024-12-31 | 2025-12-31 | 2026-12-31 | 2027-12-31 | 2028-12-31 | 2029-12-31 | 2030-12-31 | 2031-12-31
Beginning Balance | 148509.789 | 143545.5845 | 137929.9383 | 131944.29 | 125573.6148 | 118779.4598 | 111536.6022 | 103809.3657 | 95578.3545 | 86792.9136 | 77419.8434 | 67412.0426 | 56744.3347 | 45350.0303 | 33185.4222 | 20188.3816 | 6326.0922 | 0 | 0 | 0 | 0 | 0 | 0 | 0 | 0 | 0 | 0 | 0 | 0 | 0 | 0
Addition | 0 | 0 | 0 | 0 | 0 | 0 | 0 | 0 | 0 | 0 | 0 | 0 | 0 | 0 | 0 | 0 | 0 | 0 | 0 | 0 | 0 | 0 | 0 | 0 | 0 | 0 | 0 | 0 | 0 | 0 | 0
Interest Payment | 2590.027 | 2505.1654 | 2407.1608 | 2296.4075 | 2191.5176 | 2072.9456 | 1946.5429 | 1806.7368 | 1668.0387 | 1514.7147 | 1351.1353 | 1173.2642 | 990.3052 | 791.4512 | 579.1538 | 351.3661 | 110.4033 | 0 | 0 | 0 | 0 | 0 | 0 | 0 | 0 | 0 | 0 | 0 | 0 | 0 | 0
Ending Balance | 148509.789 | 143545.5845 | 137929.9383 | 131944.29 | 125573.6148 | 118779.4598 | 111536.6022 | 103809.3657 | 95578.3545 | 86792.9136 | 77419.8434 | 67412.0426 | 56744.3347 | 45350.0303 | 33185.4222 | 20188.3816 | 6326.0922 | 0 | 0 | 0 | 0 | 0 | 0 | 0 | 0 | 0 | 0 | 0 | 0 | 0 | 0
Debt Service
Principal Payments | 1597.9822 | 4964.2045 | 5615.6463 | 5985.6483 | 6370.6752 | 6794.155 | 7242.8576 | 7727.2365 | 8231.0111 | 8785.4409 | 9373.0703 | 10007.8008 | 10667.7079 | 11394.3043 | 12164.6081 | 12997.0406 | 13862.2894 | 6326.0922 | 0 | 0 | 0 | 0 | 0 | 0 | 0 | 0 | 0 | 0 | 0 | 0 | 0
Interest Expense | 4401.5174 | 10307.7802 | 9950.8725 | 9558.8385 | 9119.3995 | 8672.5703 | 8189.2639 | 7680.0712 | 7119.3305 | 6538.6609 | 5913.5753 | 5251.0198 | 4531.3821 | 3775.4173 | 2964.5695 | 2101.0528 | 1173.081 | 220.8066 | 0 | 0 | 0 | 0 | 0 | 0 | 0 | 0 | 0 | 0 | 0 | 0 | 0
Net Debt Service | 5999.4996 | 15271.9846 | 15566.5188 | 15544.4868 | 15490.0747 | 15466.7253 | 15432.1215 | 15407.3077 | 15350.3416 | 15324.1018 | 15286.6455 | 15258.8206 | 15199.09 | 15169.7216 | 15129.1777 | 15098.0935 | 15035.3704 | 6546.8988 | 0 | 0 | 0 | 0 | 0 | 0 | 0 | 0 | 0 | 0 | 0 | 0 | 0
ACTUAL DSCR | 2001-12-31: 1.3; 2002-12-31: 1.3; 2003-12-31: 1.3; 2004-12-31: 1.3; 2005-12-31: 1.3; 2006-12-31: 1.3; 2007-12-31: 1.3; 2008-12-31: 1.3; 2009-12-31: 1.3; 2010-12-31: 1.3; 2011-12-31: 1.3; 2012-12-31: 1.3; 2013-12-31: 1.3; 2014-12-31: 1.3; 2015-12-31: 1.3; 2016-12-31: 1.3; 2017-12-31: 1.3
Accrued Debt Service
Principal Payments | 1597.9822 | 4964.2045 | 5615.6463 | 5985.6483 | 6370.6752 | 6794.155 | 7242.8576 | 7727.2365 | 8231.0111 | 8785.4409 | 9373.0703 | 10007.8008 | 10667.7079 | 11394.3043 | 12164.6081 | 12997.0406 | 13862.2894 | 6326.0922 | 0 | 0 | 0 | 0 | 0 | 0 | 0 | 0 | 0 | 0 | 0 | 0 | 0
Interest Expense | 6991.5444 | 10222.9186 | 9852.868 | 9448.0851 | 9014.5097 | 8553.9983 | 8062.8612 | 7540.2651 | 6980.6324 | 6385.3369 | 5749.9959 | 5073.1487 | 4348.4231 | 3576.5632 | 2752.2721 | 1873.2651 | 932.1182 | 110.4033 | 0 | 0 | 0 | 0 | 0 | 0 | 0 | 0 | 0 | 0 | 0 | 0 | 0
Net Debt Service | 8589.5266 | 15187.1231 | 15468.5142 | 15433.7334 | 15385.1849 | 15348.1534 | 15305.7187 | 15267.5016 | 15211.6435 | 15170.7778 | 15123.0662 | 15080.9495 | 15016.131 | 14970.8676 | 14916.8803 | 14870.3057 | 14794.4076 | 6436.4955 | 0 | 0 | 0 | 0 | 0 | 0 | 0 | 0 | 0 | 0 | 0 | 0 | 0
Debt Summary
| Treasury (%) |  |  | 6%
| Spread (%) |  |  | 1%
| All In Coupon Rate (%) |  |  | 7%
| Term (years) |  |  | 30
| Average Life (years) |  |  | 10.3169
| Total amount ($ '000) |  |  | 150107.7713
| DSCR |  | Average | 1.3
|  |  | Minimum | 1.3
Time Factor | 0 | 0.99932 | 1.9986 | 3.0007 | 4 | 4.9993 | 5.9986 | 7.0007 | 8 | 8.9993 | 9.9986 | 11.0007 | 12 | 12.9993 | 13.9986 | 15.0007 | 16 | 16.9993 | 17.9986 | 19.0007 | 20 | 20.9993 | 21.9986 | 23.0007 | 24 | 24.9993 | 25.9986 | 27.0007 | 28 | 28.9993 | 29.5797
| 0.49829 | 1.4976 | 2.4997 | 3.499 | 4.4983 | 5.4976 | 6.4997 | 7.499 | 8.4983 | 9.4976 | 10.4997 | 11.499 | 12.4983 | 13.4976 | 14.4997 | 15.499 | 16.4983 | 17.4976 | 18.4997 | 19.499 | 20.4983 | 21.4976 | 22.4997 | 23.499 | 24.4983 | 25.4976 | 26.4997 | 27.499 | 28.4983 | 29.4976 | 29.5797
Average Life | 2001-12-31: 10.3169
Goal Seek Debt

## Depreciation
PROJECT NAME: Homestead, Florida
DEPRECIATION SCHEDULE
|  |  | 0.66667 | 1.6667 | 2.6667 | 3.6667 | 4.6667 | 5.6667 | 6.6667 | 7.6667 | 8.6667 | 9.6667 | 10.6667 | 11.6667 | 12.6667 | 13.6667 | 14.6667 | 15.6667 | 16.6667 | 17.6667 | 18.6667 | 19.6667 | 20.6667 | 21.6667 | 22.6667 | 23.6667 | 24.6667 | 25.6667 | 26.6667 | 27.6667 | 28.6667 | 29.6667 | 30.6667
('000 $) |  |  | 2001 | 2002 | 2003 | 2004 | 2005 | 2006 | 2007 | 2008 | 2009 | 2010 | 2011 | 2012 | 2013 | 2014 | 2015 | 2016 | 2017 | 2018 | 2019 | 2020 | 2021 | 2022 | 2023 | 2024 | 2025 | 2026 | 2027 | 2028 | 2029 | 2030 | 2031
|  |  | 2001-12-31 | 2002-12-31 | 2003-12-31 | 2004-12-31 | 2005-12-31 | 2006-12-31 | 2007-12-31 | 2008-12-31 | 2009-12-31 | 2010-12-31 | 2011-12-31 | 2012-12-31 | 2013-12-31 | 2014-12-31 | 2015-12-31 | 2016-12-31 | 2017-12-31 | 2018-12-31 | 2019-12-31 | 2020-12-31 | 2021-12-31 | 2022-12-31 | 2023-12-31 | 2024-12-31 | 2025-12-31 | 2026-12-31 | 2027-12-31 | 2028-12-31 | 2029-12-31 | 2030-12-31 | 2031-12-31
US FEDERAL TAX DEPRECIATION & AMORTIZATION
Years
Plant & Equipment - MACRS | 15 |  | 5% | 9.5% | 8.55% | 7.7% | 6.93% | 6.23% | 5.9% | 5.91% | 5.9% | 5.91% | 5.9% | 5.91% | 5.9% | 5.91% | 5.9% | 2.95% | 0% | 0% | 0% | 0% | 0% | 0% | 0% | 0% | 0% | 0% | 0% | 0% | 0% | 0% | 0%
Start-Up Costs - SL | 5 |  | 13.33% | 20% | 20% | 20% | 20% | 6.667% | 0% | 0% | 0% | 0% | 0% | 0% | 0% | 0% | 0% | 0% | 0% | 0% | 0% | 0% | 0% | 0% | 0% | 0% | 0% | 0% | 0% | 0% | 0% | 0% | 0%
Transaction Costs - SL | 20 |  | 3.333% | 5% | 5% | 5% | 5% | 5% | 5% | 5% | 5% | 5% | 5% | 5% | 5% | 5% | 5% | 5% | 5% | 5% | 5% | 5% | 1.667% | 0% | 0% | 0% | 0% | 0% | 0% | 0% | 0% | 0% | 0%
Plant & Equipment - MACRS | 196982.8893 |  | 9849.1445 | 18713.3745 | 16842.037 | 15167.6825 | 13650.9142 | 12272.034 | 11621.9905 | 11641.6888 | 11621.9905 | 11641.6888 | 11621.9905 | 11641.6888 | 11621.9905 | 11641.6888 | 11621.9905 | 5810.9952 | 0 | 0 | 0 | 0 | 0 | 0 | 0 | 0 | 0 | 0 | 0 | 0 | 0 | 0 | 0
Start-Up Costs - SL | 14059.094 |  | 1874.5459 | 2811.8188 | 2811.8188 | 2811.8188 | 2811.8188 | 937.2729 | 0 | 0 | 0 | 0 | 0 | 0 | 0 | 0 | 0 | 0 | 0 | 0 | 0 | 0 | 0 | 0 | 0 | 0 | 0 | 0 | 0 | 0 | 0 | 0 | 0
Transaction Costs - SL | 0 |  | 0 | 0 | 0 | 0 | 0 | 0 | 0 | 0 | 0 | 0 | 0 | 0 | 0 | 0 | 0 | 0 | 0 | 0 | 0 | 0 | 0 | 0 | 0 | 0 | 0 | 0 | 0 | 0 | 0 | 0 | 0
Total Beginning Book Value | 211041.9832 |  | 11723.6903 | 21525.1933 | 19653.8558 | 17979.5013 | 16462.733 | 13209.3069 | 11621.9905 | 11641.6888 | 11621.9905 | 11641.6888 | 11621.9905 | 11641.6888 | 11621.9905 | 11641.6888 | 11621.9905 | 5810.9952 | 0 | 0 | 0 | 0 | 0 | 0 | 0 | 0 | 0 | 0 | 0 | 0 | 0 | 0 | 0
Ending Value of Assets | 211041.9832 |  | 199318.2929 | 177793.0996 | 158139.2438 | 140159.7425 | 123697.0095 | 110487.7026 | 98865.7121 | 87224.0234 | 75602.0329 | 63960.3441 | 52338.3537 | 40696.6649 | 29074.6745 | 17432.9857 | 5810.9952 | 5.1841e-11 | 5.1841e-11 | 5.1841e-11 | 5.1841e-11 | 5.1841e-11 | 5.1841e-11 | 5.1841e-11 | 5.1841e-11 | 5.1841e-11 | 5.1841e-11 | 5.1841e-11 | 5.1841e-11 | 5.1841e-11 | 5.1841e-11 | 5.1841e-11 | 5.1841e-11
STATE TAX DEPRECIATION & AMORTIZATION
Years
Plant & Equipment - MACRS | 15 |  | 5% | 9.5% | 8.55% | 7.7% | 6.93% | 6.23% | 5.9% | 5.91% | 5.9% | 5.91% | 5.9% | 5.91% | 5.9% | 5.91% | 5.9% | 2.95% | 0% | 0% | 0% | 0% | 0% | 0% | 0% | 0% | 0% | 0% | 0% | 0% | 0% | 0% | 0%
Start-Up Costs - SL | 5 |  | 13.33% | 20% | 20% | 20% | 20% | 6.667% | 0% | 0% | 0% | 0% | 0% | 0% | 0% | 0% | 0% | 0% | 0% | 0% | 0% | 0% | 0% | 0% | 0% | 0% | 0% | 0% | 0% | 0% | 0% | 0% | 0%
Transaction Costs - SL | 20 |  | 3.333% | 5% | 5% | 5% | 5% | 5% | 5% | 5% | 5% | 5% | 5% | 5% | 5% | 5% | 5% | 5% | 5% | 5% | 5% | 5% | 1.667% | 0% | 0% | 0% | 0% | 0% | 0% | 0% | 0% | 0% | 0%
Plant & Equipment - MACRS | 196982.8893 |  | 9849.1445 | 18713.3745 | 16842.037 | 15167.6825 | 13650.9142 | 12272.034 | 11621.9905 | 11641.6888 | 11621.9905 | 11641.6888 | 11621.9905 | 11641.6888 | 11621.9905 | 11641.6888 | 11621.9905 | 5810.9952 | 0 | 0 | 0 | 0 | 0 | 0 | 0 | 0 | 0 | 0 | 0 | 0 | 0 | 0 | 0
Start-Up Costs - SL | 14059.094 |  | 1874.5459 | 2811.8188 | 2811.8188 | 2811.8188 | 2811.8188 | 937.2729 | 0 | 0 | 0 | 0 | 0 | 0 | 0 | 0 | 0 | 0 | 0 | 0 | 0 | 0 | 0 | 0 | 0 | 0 | 0 | 0 | 0 | 0 | 0 | 0 | 0
Transaction Costs - SL | 0 |  | 0 | 0 | 0 | 0 | 0 | 0 | 0 | 0 | 0 | 0 | 0 | 0 | 0 | 0 | 0 | 0 | 0 | 0 | 0 | 0 | 0 | 0 | 0 | 0 | 0 | 0 | 0 | 0 | 0 | 0 | 0
Total Beginning Book Value | 211041.9832 |  | 11723.6903 | 21525.1933 | 19653.8558 | 17979.5013 | 16462.733 | 13209.3069 | 11621.9905 | 11641.6888 | 11621.9905 | 11641.6888 | 11621.9905 | 11641.6888 | 11621.9905 | 11641.6888 | 11621.9905 | 5810.9952 | 0 | 0 | 0 | 0 | 0 | 0 | 0 | 0 | 0 | 0 | 0 | 0 | 0 | 0 | 0
Ending Value of Assets | 211041.9832 |  | 199318.2929 | 177793.0996 | 158139.2438 | 140159.7425 | 123697.0095 | 110487.7026 | 98865.7121 | 87224.0234 | 75602.0329 | 63960.3441 | 52338.3537 | 40696.6649 | 29074.6745 | 17432.9857 | 5810.9952 | 5.1841e-11 | 5.1841e-11 | 5.1841e-11 | 5.1841e-11 | 5.1841e-11 | 5.1841e-11 | 5.1841e-11 | 5.1841e-11 | 5.1841e-11 | 5.1841e-11 | 5.1841e-11 | 5.1841e-11 | 5.1841e-11 | 5.1841e-11 | 5.1841e-11 | 5.1841e-11
BOOK DEPRECIATION & AMORTIZATION
| Years | Residual
Plant & Equipment - SL | 30 | 10% | 2% | 3% | 3% | 3% | 3% | 3% | 3% | 3% | 3% | 3% | 3% | 3% | 3% | 3% | 3% | 3% | 3% | 3% | 3% | 3% | 3% | 3% | 3% | 3% | 3% | 3% | 3% | 3% | 3% | 3% | 1%
Start-Up Costs - SL | 5 |  | 13.33% | 20% | 20% | 20% | 20% | 6.667% | 0% | 0% | 0% | 0% | 0% | 0% | 0% | 0% | 0% | 0% | 0% | 0% | 0% | 0% | 0% | 0% | 0% | 0% | 0% | 0% | 0% | 0% | 0% | 0% | 0%
Transaction Costs - SL | 20 |  | 3.333% | 5% | 5% | 5% | 5% | 5% | 5% | 5% | 5% | 5% | 5% | 5% | 5% | 5% | 5% | 5% | 5% | 5% | 5% | 5% | 1.667% | 0% | 0% | 0% | 0% | 0% | 0% | 0% | 0% | 0% | 0%
Plant & Equipment - MACRS | 196982.8893 |  | 3939.6578 | 5909.4867 | 5909.4867 | 5909.4867 | 5909.4867 | 5909.4867 | 5909.4867 | 5909.4867 | 5909.4867 | 5909.4867 | 5909.4867 | 5909.4867 | 5909.4867 | 5909.4867 | 5909.4867 | 5909.4867 | 5909.4867 | 5909.4867 | 5909.4867 | 5909.4867 | 5909.4867 | 5909.4867 | 5909.4867 | 5909.4867 | 5909.4867 | 5909.4867 | 5909.4867 | 5909.4867 | 5909.4867 | 5909.4867 | 1969.8289
Start-Up Costs - SL | 14059.094 |  | 1874.5459 | 2811.8188 | 2811.8188 | 2811.8188 | 2811.8188 | 937.2729 | 0 | 0 | 0 | 0 | 0 | 0 | 0 | 0 | 0 | 0 | 0 | 0 | 0 | 0 | 0 | 0 | 0 | 0 | 0 | 0 | 0 | 0 | 0 | 0 | 0
Transaction Costs - SL | 0 |  | 0 | 0 | 0 | 0 | 0 | 0 | 0 | 0 | 0 | 0 | 0 | 0 | 0 | 0 | 0 | 0 | 0 | 0 | 0 | 0 | 0 | 0 | 0 | 0 | 0 | 0 | 0 | 0 | 0 | 0 | 0
Total Beginning Book Value | 211041.9832 |  | 5814.2036 | 8721.3055 | 8721.3055 | 8721.3055 | 8721.3055 | 6846.7596 | 5909.4867 | 5909.4867 | 5909.4867 | 5909.4867 | 5909.4867 | 5909.4867 | 5909.4867 | 5909.4867 | 5909.4867 | 5909.4867 | 5909.4867 | 5909.4867 | 5909.4867 | 5909.4867 | 5909.4867 | 5909.4867 | 5909.4867 | 5909.4867 | 5909.4867 | 5909.4867 | 5909.4867 | 5909.4867 | 5909.4867 | 5909.4867 | 1969.8289
Ending Book Value of Assets | 211041.9832 |  | 205227.7796 | 196506.4741 | 187785.1686 | 179063.8632 | 170342.5577 | 163495.7981 | 157586.3114 | 151676.8247 | 145767.3381 | 139857.8514 | 133948.3647 | 128038.878 | 122129.3913 | 116219.9047 | 110310.418 | 104400.9313 | 98491.4446 | 92581.958 | 86672.4713 | 80762.9846 | 74853.4979 | 68944.0112 | 63034.5246 | 57125.0379 | 51215.5512 | 45306.0645 | 39396.5779 | 33487.0912 | 27577.6045 | 21668.1178 | 19698.2889

## Taxes
PROJECT NAME: Homestead, Florida
TAXES
| 0.66667 | 1.6667 | 2.6667 | 3.6667 | 4.6667 | 5.6667 | 6.6667 | 7.6667 | 8.6667 | 9.6667 | 10.6667 | 11.6667 | 12.6667 | 13.6667 | 14.6667 | 15.6667 | 16.6667 | 17.6667 | 18.6667 | 19.6667 | 20.6667 | 21.6667 | 22.6667 | 23.6667 | 24.6667 | 25.6667 | 26.6667 | 27.6667 | 28.6667 | 29.6667 | 30.6667
('000 $) | 2001 | 2002 | 2003 | 2004 | 2005 | 2006 | 2007 | 2008 | 2009 | 2010 | 2011 | 2012 | 2013 | 2014 | 2015 | 2016 | 2017 | 2018 | 2019 | 2020 | 2021 | 2022 | 2023 | 2024 | 2025 | 2026 | 2027 | 2028 | 2029 | 2030 | 2031
| 2001-12-31 | 2002-12-31 | 2003-12-31 | 2004-12-31 | 2005-12-31 | 2006-12-31 | 2007-12-31 | 2008-12-31 | 2009-12-31 | 2010-12-31 | 2011-12-31 | 2012-12-31 | 2013-12-31 | 2014-12-31 | 2015-12-31 | 2016-12-31 | 2017-12-31 | 2018-12-31 | 2019-12-31 | 2020-12-31 | 2021-12-31 | 2022-12-31 | 2023-12-31 | 2024-12-31 | 2025-12-31 | 2026-12-31 | 2027-12-31 | 2028-12-31 | 2029-12-31 | 2030-12-31 | 2031-12-31
STATE TAXES
Adjusted Pretax Book Income | 494.574 | 1150.2132 | 1227.4735 | 1312.2303 | 1405.0499 | 3381.0853 | 4429.1681 | 4549.9948 | 4681.585 | 4824.7381 | 4980.3105 | 5149.2197 | 5332.448 | 5531.0478 | 5746.146 | 5978.9493 | 6230.7501 | 6502.9323 | 6796.9776 | 7114.4727 | 7457.1164 | 7826.7275 | 8225.2535 | 8654.7793 | 9117.5368 | 9615.9156 | 10152.4737 | 10729.9496 | 11351.2747 | 12019.5869 | 201.5301
Plus Book Depreciation & Amortization | 5814.2036 | 8721.3055 | 8721.3055 | 8721.3055 | 8721.3055 | 6846.7596 | 5909.4867 | 5909.4867 | 5909.4867 | 5909.4867 | 5909.4867 | 5909.4867 | 5909.4867 | 5909.4867 | 5909.4867 | 5909.4867 | 5909.4867 | 5909.4867 | 5909.4867 | 5909.4867 | 5909.4867 | 5909.4867 | 5909.4867 | 5909.4867 | 5909.4867 | 5909.4867 | 5909.4867 | 5909.4867 | 5909.4867 | 5909.4867 | 1969.8289
Less State Tax Depreciation | -11723.6903 | -21525.1933 | -19653.8558 | -17979.5013 | -16462.733 | -13209.3069 | -11621.9905 | -11641.6888 | -11621.9905 | -11641.6888 | -11621.9905 | -11641.6888 | -11621.9905 | -11641.6888 | -11621.9905 | -5810.9952 | 0 | 0 | 0 | 0 | 0 | 0 | 0 | 0 | 0 | 0 | 0 | 0 | 0 | 0 | 0
State Taxable Income | -5414.9127 | -11653.6746 | -9705.0768 | -7945.9655 | -6336.3776 | -2981.462 | -1283.3357 | -1182.2072 | -1030.9188 | -907.464 | -732.1933 | -582.9824 | -380.0558 | -201.1543 | 33.6422 | 6077.4407 | 12140.2368 | 12412.4189 | 12706.4642 | 13023.9593 | 13366.603 | 13736.2142 | 14134.7402 | 14564.266 | 15027.0235 | 15525.4023 | 16061.9604 | 16639.4363 | 17260.7614 | 17929.0736 | 2171.359
State Income Tax Rate | bar: 2001-12-31 to 2031-12-31
Current State Income Tax Expense (Benefit) | -379.0439 | -815.7572 | -679.3554 | -556.2176 | -443.5464 | -208.7023 | -89.8335 | -82.7545 | -72.1643 | -63.5225 | -51.2535 | -40.8088 | -26.6039 | -14.0808 | 2.355 | 425.4208 | 849.8166 | 868.8693 | 889.4525 | 911.6772 | 935.6622 | 961.535 | 989.4318 | 1019.4986 | 1051.8916 | 1086.7782 | 1124.3372 | 1164.7605 | 1208.2533 | 1255.0352 | 151.9951
Beginning NOL's | 0 | 379.0439 | 1194.8011 | 1874.1565 | 2430.3741 | 2873.9205 | 3082.6228 | 3172.4563 | 3255.2109 | 2948.3313 | 2575.1404 | 2626.394 | 2667.2027 | 2693.8066 | 2707.8874 | 2705.5325 | 2280.1116 | 1430.2951 | 0 | 0 | 0 | 0 | 0 | 0 | 0 | 0 | 0 | 0 | 0 | 0 | 0
New NOL's | 379.0439 | 815.7572 | 679.3554 | 556.2176 | 443.5464 | 208.7023 | 89.8335 | 82.7545 | 72.1643 | 63.5225 | 51.2535 | 40.8088 | 26.6039 | 14.0808 | 0 | 0 | 0 | 0 | 0 | 0 | 0 | 0 | 0 | 0 | 0 | 0 | 0 | 0 | 0 | 0 | 0
Expired NOLs | 0 | 0 | 0 | 0 | 0 | 0 | 0 | 0 | -379.0439 | -436.7133 | 0 | 0 | 0 | 0 | 0 | 0 | 0 | 0 | 0 | 0 | 0 | 0 | 0 | 0 | 0 | 0 | 0 | 0 | 0 | 0 | 0
NOL Utilization (8 years) | 0 | 0 | 0 | 0 | 0 | 0 | 0 | 0 | 0 | 0 | 0 | 0 | 0 | 0 | -2.355 | -425.4208 | -849.8166 | -868.8693 | 0 | 0 | 0 | 0 | 0 | 0 | 0 | 0 | 0 | 0 | 0 | 0 | 0
Ending NOL's | 379.0439 | 1194.8011 | 1874.1565 | 2430.3741 | 2873.9205 | 3082.6228 | 3172.4563 | 3255.2109 | 2948.3313 | 2575.1404 | 2626.394 | 2667.2027 | 2693.8066 | 2707.8874 | 2705.5325 | 2280.1116 | 1430.2951 | 561.4257 | 0 | 0 | 0 | 0 | 0 | 0 | 0 | 0 | 0 | 0 | 0 | 0 | 0
TOTAL STATE TAXES UTILIZING NOLs | 0 | 0 | 0 | 0 | 0 | 0 | 0 | 0 | 0 | 0 | 0 | 0 | 0 | 0 | 0 | 0 | 0 | 0 | 889.4525 | 911.6772 | 935.6622 | 961.535 | 989.4318 | 1019.4986 | 1051.8916 | 1086.7782 | 1124.3372 | 1164.7605 | 1208.2533 | 1255.0352 | 151.9951
FEDERAL TAXES
State Taxable Income | -5414.9127 | -11653.6746 | -9705.0768 | -7945.9655 | -6336.3776 | -2981.462 | -1283.3357 | -1182.2072 | -1030.9188 | -907.464 | -732.1933 | -582.9824 | -380.0558 | -201.1543 | 33.6422 | 6077.4407 | 12140.2368 | 12412.4189 | 12706.4642 | 13023.9593 | 13366.603 | 13736.2142 | 14134.7402 | 14564.266 | 15027.0235 | 15525.4023 | 16061.9604 | 16639.4363 | 17260.7614 | 17929.0736 | 2171.359
Less: State Taxes | 0 | 0 | 0 | 0 | 0 | 0 | 0 | 0 | 0 | 0 | 0 | 0 | 0 | 0 | 0 | 0 | 0 | 0 | -889.4525 | -911.6772 | -935.6622 | -961.535 | -989.4318 | -1019.4986 | -1051.8916 | -1086.7782 | -1124.3372 | -1164.7605 | -1208.2533 | -1255.0352 | -151.9951
Federal Taxable Income | -5414.9127 | -11653.6746 | -9705.0768 | -7945.9655 | -6336.3776 | -2981.462 | -1283.3357 | -1182.2072 | -1030.9188 | -907.464 | -732.1933 | -582.9824 | -380.0558 | -201.1543 | 33.6422 | 6077.4407 | 12140.2368 | 12412.4189 | 11817.0117 | 12112.2822 | 12430.9408 | 12774.6792 | 13145.3084 | 13544.7673 | 13975.1318 | 14438.6241 | 14937.6232 | 15474.6758 | 16052.5081 | 16674.0384 | 2019.3639
Federal Tax Rate | 35% | 35% | 35% | 35% | 35% | 35% | 35% | 35% | 35% | 35% | 35% | 35% | 35% | 35% | 35% | 35% | 35% | 35% | 35% | 35% | 35% | 35% | 35% | 35% | 35% | 35% | 35% | 35% | 35% | 35% | 35%
Federal Tax Expense/ (Benefit) | -1895.2194 | -4078.7861 | -3396.7769 | -2781.0879 | -2217.7322 | -1043.5117 | -449.1675 | -413.7725 | -360.8216 | -317.6124 | -256.2676 | -204.0438 | -133.0195 | -70.404 | 11.7748 | 2127.1042 | 4249.0829 | 4344.3466 | 4135.9541 | 4239.2988 | 4350.8293 | 4471.1377 | 4600.8579 | 4740.6686 | 4891.2961 | 5053.5184 | 5228.1681 | 5416.1365 | 5618.3778 | 5835.9135 | 706.7774
Beginning NOL's | 0 | 1895.2194 | 5974.0055 | 9370.7824 | 12151.8704 | 14369.6025 | 15413.1142 | 15862.2817 | 16276.0543 | 16636.8759 | 16954.4883 | 17210.7559 | 17414.7997 | 17547.8193 | 17618.2232 | 17606.4485 | 13595.8996 | 9290.3543 | 0 | 0 | 0 | 0 | 0 | 0 | 0 | 0 | 0 | 0 | 0 | 0 | 0
New NOL's | 1895.2194 | 4078.7861 | 3396.7769 | 2781.0879 | 2217.7322 | 1043.5117 | 449.1675 | 413.7725 | 360.8216 | 317.6124 | 256.2676 | 204.0438 | 133.0195 | 70.404 | 0 | 0 | 0 | 0 | 0 | 0 | 0 | 0 | 0 | 0 | 0 | 0 | 0 | 0 | 0 | 0 | 0
Expired NOLs | 0 | 0 | 0 | 0 | 0 | 0 | 0 | 0 | 0 | 0 | 0 | 0 | 0 | 0 | 0 | -1883.4447 | -56.4624 | 0 | 0 | 0 | 0 | 0 | 0 | 0 | 0 | 0 | 0 | 0 | 0 | 0 | 0
NOL Utilization (15 years) | 0 | 0 | 0 | 0 | 0 | 0 | 0 | 0 | 0 | 0 | 0 | 0 | 0 | 0 | -11.7748 | -2127.1042 | -4249.0829 | -4344.3466 | 0 | 0 | 0 | 0 | 0 | 0 | 0 | 0 | 0 | 0 | 0 | 0 | 0
Ending NOL's | 1895.2194 | 5974.0055 | 9370.7824 | 12151.8704 | 14369.6025 | 15413.1142 | 15862.2817 | 16276.0543 | 16636.8759 | 16954.4883 | 17210.7559 | 17414.7997 | 17547.8193 | 17618.2232 | 17606.4485 | 13595.8996 | 9290.3543 | 4946.0076 | 0 | 0 | 0 | 0 | 0 | 0 | 0 | 0 | 0 | 0 | 0 | 0 | 0
TOTAL STATE TAXES UTILIZING NOLs | 0 | 0 | 0 | 0 | 0 | 0 | 0 | 0 | 0 | 0 | 0 | 0 | 0 | 0 | 0 | 0 | 0 | 0 | 4135.9541 | 4239.2988 | 4350.8293 | 4471.1377 | 4600.8579 | 4740.6686 | 4891.2961 | 5053.5184 | 5228.1681 | 5416.1365 | 5618.3778 | 5835.9135 | 706.7774

## IDC
PROJECT NAME: Homestead, Florida
IDC CALCULATIONS
Total Construction & Other Costs (000$): |  | 17905.426
No. of Construction Months: |  | 7
Interest During Construction: |  | 7% | 0.01944%
|  | Annual | Daily (360-Day)
|  |  | Turbine Cost | Construction &
IDC Calculations |  |  | including Carry | Other Cost | Principal | Balance | Interest | Cum. Interest
Month | Date | % Drawn | (000$) | (000$) | (000$) | (000$) | (000$) | (000$)
1 | 2000-04-01 | 17% | 85562.6976 | 3043.9224 | 88606.6201 | 88606.6201 | 0 | 0
2 | 2000-05-01 | 12% | 0 | 2148.6511 | 2148.6511 | 91272.1431 | 516.872 | 516.872
3 | 2000-06-01 | 12% | 0 | 2148.6511 | 2148.6511 | 93970.9625 | 550.1682 | 1067.0401
4 | 2000-07-01 | 14% | 0 | 2506.7596 | 2506.7596 | 97025.886 | 548.1639 | 1615.2041
5 | 2000-08-01 | 13% | 0 | 2327.7054 | 2327.7054 | 99938.4419 | 584.8505 | 2200.0546
6 | 2000-09-01 | 12% | 0 | 2148.6511 | 2148.6511 | 102689.4997 | 602.4067 | 2802.4613
7 | 2000-10-01 | 10% | 0 | 1790.5426 | 1790.5426 | 105079.0644 | 599.0221 | 3401.4834
8 | 2000-11-01 | 10% | 0 | 1790.5426 | 1790.5426 | 107503.0003 | 633.3932 | 4034.8766
9 | 2000-12-01 | 0% | 0 | 0 | 0 | 107503.0003 | 0 | 4034.8766
10 | 2001-01-01 | 0% | 0 | 0 | 0 | 107503.0003 | 0 | 4034.8766
11 | 2001-02-01 | 0% | 0 | 0 | 0 | 107503.0003 | 0 | 4034.8766
12 | 2001-03-01 | 0% | 0 | 0 | 0 | 107503.0003 | 0 | 4034.8766
13 | 2001-04-01 | 0% | 0 | 0 | 0 | 107503.0003 | 0 | 4034.8766
14 | 2001-05-01 | 0% | 0 | 0 | 0 | 107503.0003 | 0 | 4034.8766
15 | 2001-06-01 | 0% | 0 | 0 | 0 | 107503.0003 | 0 | 4034.8766
16 | 2001-07-01 | 0% | 0 | 0 | 0 | 107503.0003 | 0 | 4034.8766
17 | 2001-08-01 | 0% | 0 | 0 | 0 | 107503.0003 | 0 | 4034.8766
18 | 2001-09-01 | 0% | 0 | 0 | 0 | 107503.0003 | 0 | 4034.8766
19 | 2001-10-01 | 0% | 0 | 0 | 0 | 107503.0003 | 0 | 4034.8766
|  | 100% | 85562.6976 | 17905.426 | 103468.1236 |  | 4034.8766
TURBINE DELIVERY SCHEDULE
*Rough Estimate by Bruce Golden. Please double-check for deal specific
[6 empty] | Turbine No. | 2 | 3 | 4 | 5 | 6
Unit | Turbines | Delivery | LD'S |  | Month | No. of Months | 6 | 6.5 | 7 | 7.5 | 8
Number | Delivered | Schedule | Enforced On |  | 1 |  | 17% | 17% | 17% | 17% | 17%
1-3 | 3 | 2000-07-30 | 2000-10-30 |  | 2 |  | 16% | 16% | 12% | 12% | 12%
4-6 | 3 | 2000-08-30 | 2000-10-30 |  | 3 |  | 16% | 13% | 12% | 12% | 12%
7-8 | 2 | 2000-09-30 | 2000-10-30 |  | 4 |  | 16% | 16% | 14% | 14% | 14%
9-11 | 3 | 2000-10-30 | 2000-10-30 |  | 5 |  | 17% | 16% | 18% | 13% | 13%
12-13 | 2 | 2000-11-30 | 2000-11-30 |  | 6 |  | 18% | 12% | 12% | 12% | 12%
14-15 | 2 | 2000-12-30 | 2000-12-30 |  | 7 |  | 0% | 10% | 15% | 10% | 10%
16-18 | 3 | 2000-01-30 | 2000-01-30 |  | 8 |  | 0% | 0% | 0% | 10% | 10%
19-20 | 2 | 2001-02-28 | 2001-02-28 |  | 9 |  | 0% | 0% | 0% | 0% | 0%
21-22 | 2 | 2001-03-30 | 2001-03-30 |  | 10 |  | 0% | 0% | 0% | 0% | 0%
23-24 | 2 | 2001-04-30 | 2001-04-30 |  | 11 |  | 0% | 0% | 0% | 0% | 0%
[5 empty] | 12 |  | 0% | 0% | 0% | 0% | 0%
[5 empty] | 13 |  | 0% | 0% | 0% | 0% | 0%
Summary (000$): |  |  |  |  | 14 |  | 0% | 0% | 0% | 0% | 0%
Basis Per Turbine |  |  | 13950 |  | 15 |  | 0% | 0% | 0% | 0% | 0%
Carry Cost Per Turbine |  |  | 289.6163 |  | Sum |  | 100% | 100% | 100% | 100% | 100%
WestLB Structuring, Restructuring & Legal Fees |  |  | 20.8333
Total Price |  |  | 14260.4496