## Tracking sheet
GLEASON, TN
Tracker
This page is designed to track all the changes made to the model to be able to reconcile back to any number that was released.
Current: Linked to the Model
NPV at 15% 20 years After Tax | 38525.113
NPV at 15% 20 years Before Tax | 71958.0467
YEAR | Total NPV | Delta | 2000 | 2001 | 2002 | 2003 | 2004 | 2005 | 2006 | 2007 | 2008 | 2009 | 2010 | 2011 | 2012 | 2013 | 2014 | 2015 | 2016 | 2017 | 2018 | 2019 | 2020
Annual Revenues | 452746.0452 | 0 | 34109.7008 | 44409.6879 | 44506.7711 | 50218.3089 | 54574.6735 | 55063.6973 | 55548.5587 | 56699.5304 | 57194.121 | 58394.4595 | 58897.8215 | 60149.2711 | 60660.6386 | 61164.0183 | 61658.4708 | 62143.0074 | 62616.5881 | 63078.1195 | 63526.4524 | 63960.3795 | 38508.4254
Annual Expenses | 208125.5929 | 0 | 21358.369 | 22387.77 | 22551.2275 | 23357.2185 | 23849.8432 | 24042.4124 | 24240.8939 | 24445.6452 | 24656.539 | 24873.7596 | 25097.4968 | 25327.9461 | 25565.309 | 25809.7927 | 26061.6109 | 26320.9837 | 26588.1376 | 26863.3062 | 27146.7298 | 27438.6561 | 25122.6405
After Tax Book Income | 85095.5979 | 0 | -305.7499 | 4132.2463 | 4301.9667 | 7562.4409 | 10282.4014 | 10849.4096 | 11369.7692 | 12221.5979 | 12673.375 | 13724.6039 | 14474.0537 | 15228.3669 | 15566.0727 | 15894.6556 | 16213.419 | 16521.6333 | 16818.5336 | 17275.5725 | 17788.5585 | 18391.0639 | 5006.56
After Tax Cash Flow | 92885.7765 | 0 | -2251.1902 | 7264.0896 | 5587.0182 | 9092.5143 | 16500.3613 | 13083.4317 | 12498.5311 | 13357.2995 | 9878.8205 | 8269.134 | 18819.935 | 18874.9911 | 19205.7571 | 19541.2797 | 19853.1034 | 18114.0703 | 12832.7384 | 11877.3833 | 10271.7785 | 9461.89 | 8082.7343
1. Models Sent to Banks on 2/23/99 - Neil Sainsbury-Carter
NPV at 15% 20 years After Tax | 61476.0901
NPV at 15% 20 years Before Tax | 97134.6805
YEAR | Total NPV | Delta | 2000 | 2001 | 2002 | 2003 | 2004 | 2005 | 2006 | 2007 | 2008 | 2009 | 2010 | 2011 | 2012 | 2013 | 2014 | 2015 | 2016 | 2017 | 2018 | 2019 | 2020
Annual Revenues | 443187.9687 | -9558.0766 | 25479.0093 | 35836.4524 | 36106.3583 | 46038.7151 | 54237.1455 | 55582.5481 | 56503.8995 | 57522.2121 | 58635.1365 | 59846.4332 | 61182.179 | 62799.5313 | 64553.1533 | 66381.0929 | 68277.2567 | 70210.3692 | 71845.9418 | 73650.1768 | 75220.7742 | 76786.3435 | 19108.2646
Annual Expenses | 193235.0965 | -14890.4964 | 15892.2804 | 19358.2821 | 19732.5487 | 20044.0409 | 20420.8562 | 20870.9343 | 21389.9229 | 22013.1543 | 22739.0781 | 23572.295 | 24539.7656 | 25650.0108 | 26899.2603 | 28226.1825 | 29625.3391 | 31066.1462 | 32561.618 | 34252.7588 | 35739.0151 | 37250.8233 | 0
After Tax Book Income | 78388.9082 | -6706.6897 | -49.8424 | 4.6796 | 48.2639 | 5859.981 | 10540.5161 | 11463.2417 | 12057.8168 | 12450.4204 | 12923.155 | 13416.4675 | 13931.7072 | 14491.0894 | 15152.0658 | 15848.533 | 16583.0073 | 17281.1763 | 17893.212 | 18533.0267 | 19202.5424 | 19647.0567 | 0
After Tax Cash Flow | 96968.8524 | 4083.0759 | 2589.4159 | 4123.8353 | 4123.4128 | 15906.3742 | 20624.445 | 15578.1465 | 14526.1067 | 14436.4023 | 14378.3245 | 14313.8877 | 14217.5279 | 14072.8098 | 13961.2995 | 13836.783 | 13673.0469 | 10294.1093 | 9560.4841 | 9239.6301 | 8882.5286 | 14567.6901 | 0
2. New Site Capacity put in. It went from 480 to 505MW according to Tom Huntington.
NPV at 15% 20 years After Tax | 74575.634
NPV at 15% 20 years Before Tax | 114106.1687
YEAR | Total NPV | Delta | 2000 | 2001 | 2002 | 2003 | 2004 | 2005 | 2006 | 2007 | 2008 | 2009 | 2010 | 2011 | 2012 | 2013 | 2014 | 2015 | 2016 | 2017 | 2018 | 2019 | 2020
Annual Revenues | 465827.0939 | 22639.1252 | 26764.4003 | 37659.1229 | 37941.8915 | 48390.372 | 57014.5483 | 58428.6938 | 59396.6291 | 60466.4808 | 61635.7769 | 62908.4701 | 64311.9782 | 66011.6378 | 67854.5436 | 69775.5523 | 71768.2551 | 73799.7646 | 75518.1619 | 77413.8453 | 79063.7993 | 80708.4013 | 20103.4867
Annual Expenses | 200994.1118 | 7759.0153 | 16565.1714 | 20130.9526 | 20518.0819 | 20839.0126 | 21228.4315 | 21694.6815 | 22233.18 | 22881.0722 | 23636.7211 | 24504.958 | 25514.1245 | 26673.1731 | 27978.1322 | 29364.5049 | 30826.565 | 32332.1461 | 33894.9241 | 35663.1547 | 37215.6525 | 38794.7093 | 0
After Tax Book Income | 85076.7497 | 6687.8414 | 122.2292 | 304.0146 | 355.4025 | 6477.7022 | 11405.1499 | 12367.6788 | 12988.531 | 13408.6219 | 13910.1353 | 14433.605 | 14980.4745 | 15577.7062 | 16278.6429 | 17017.3327 | 17796.455 | 18541.8736 | 19193.1793 | 19874.2697 | 20587.2104 | 21066.6166 | 0
After Tax Cash Flow | 100759.5018 | 3790.6494 | 2741.363 | 4384.316 | 4383.8936 | 16858.5584 | 21073.4359 | 15309.5778 | 15127.4358 | 15035.0745 | 14973.4895 | 14904.2878 | 14802.1432 | 14651.7304 | 14533.3019 | 14400.2 | 14226.4097 | 10877.5737 | 10132.6066 | 9792.3334 | 9413.6119 | 15467.803 | 0
3. Changed EI O&M Mobilization to a 1 Yr. Deprec. Table. Only Book Income is effected.
NPV at 15% 20 years After Tax | 74567.1528
NPV at 15% 20 years Before Tax | 114106.1687
YEAR | Total NPV | Delta | 2000 | 2001 | 2002 | 2003 | 2004 | 2005 | 2006 | 2007 | 2008 | 2009 | 2010 | 2011 | 2012 | 2013 | 2014 | 2015 | 2016 | 2017 | 2018 | 2019 | 2020
Annual Revenues | 462628.0371 | -3199.0568 | 26458.2843 | 37343.8234 | 37617.133 | 48055.8707 | 56670.012 | 58073.8215 | 59031.1105 | 60089.9967 | 61247.9983 | 62509.0581 | 63900.5839 | 65587.9017 | 67418.0954 | 69326.0107 | 71305.2272 | 73322.8458 | 75026.9355 | 76907.8822 | 78542.6573 | 80171.625 | 20103.4867
Annual Expenses | 197872.0409 | -3122.0709 | 16259.0554 | 19815.6531 | 20193.3234 | 20504.5113 | 20883.8953 | 21339.8092 | 21867.6615 | 22504.5881 | 23248.9426 | 24105.5461 | 25102.7301 | 26249.437 | 27541.684 | 28914.9632 | 30363.5371 | 31855.2273 | 33403.6977 | 35157.1916 | 36694.5105 | 38257.9331 | 569.7152
After Tax Book Income | 84996.3949 | -80.3548 | -272.8692 | 393.4709 | 444.8587 | 6567.1584 | 11494.6062 | 12404.9522 | 12988.531 | 13408.6219 | 13910.1353 | 14433.605 | 14980.4745 | 15577.7062 | 16278.6429 | 17017.3327 | 17796.455 | 18541.8736 | 19193.1793 | 19874.2697 | 20587.2104 | 21066.6166 | 0
After Tax Cash Flow | 100750.3918 | -9.11 | 2741.363 | 4384.316 | 4383.8936 | 16858.5584 | 21081.6974 | 15284.3513 | 15127.4358 | 15035.0745 | 14973.4895 | 14904.2878 | 14802.1432 | 14651.7304 | 14533.3019 | 14400.2 | 14226.4097 | 10877.5737 | 10132.6066 | 9792.3334 | 9413.6119 | 15467.803 | 0
4. Increased the Utility Fee based off of the increased estimate to Brownsville.
NPV at 15% 20 years After Tax | 72972.095
NPV at 15% 20 years Before Tax | 112010.4611
YEAR | Total NPV | Delta | 2000 | 2001 | 2002 | 2003 | 2004 | 2005 | 2006 | 2007 | 2008 | 2009 | 2010 | 2011 | 2012 | 2013 | 2014 | 2015 | 2016 | 2017 | 2018 | 2019 | 2020
Annual Revenues | 462628.0371 | 0 | 26458.2843 | 37343.8234 | 37617.133 | 48055.8707 | 56670.012 | 58073.8215 | 59031.1105 | 60089.9967 | 61247.9983 | 62509.0581 | 63900.5839 | 65587.9017 | 67418.0954 | 69326.0107 | 71305.2272 | 73322.8458 | 75026.9355 | 76907.8822 | 78542.6573 | 80171.625 | 20103.4867
Annual Expenses | 199967.7565 | 2095.7156 | 16379.2221 | 20027.8331 | 20411.8688 | 20729.6131 | 21115.7501 | 21578.6196 | 22113.6362 | 22757.9421 | 23509.8972 | 24374.3294 | 25379.5769 | 26534.5891 | 27835.3907 | 29217.4812 | 30675.1306 | 32176.1686 | 33734.2673 | 35497.6782 | 37045.2117 | 38619.1553 | 724.7398
After Tax Book Income | 84089.4192 | -906.9757 | -312.9332 | 319.3798 | 363.6622 | 6478.2599 | 11401.1874 | 12306.7241 | 12885.1833 | 13299.8221 | 13795.5264 | 14312.8039 | 14853.0699 | 15443.2563 | 16136.6732 | 16867.3335 | 17637.8786 | 18374.1312 | 19015.6379 | 19686.2487 | 20387.978 | 20857.5756 | 0
After Tax Cash Flow | 100203.6925 | -546.6993 | 2711.49 | 4331.6791 | 4329.7877 | 16719.825 | 21176.9518 | 15203.8732 | 15046.124 | 14953.0251 | 14890.8113 | 14821.1034 | 14718.5899 | 14567.9621 | 14449.4902 | 14316.5359 | 14143.1054 | 10794.8642 | 10050.7521 | 9711.6211 | 9334.3588 | 15310.9404 | 0
5. Changed the Start Up Fuel to be in line with Brownsville. As this is a passthrough no change in the returns. Revenues and Expenses change equally.
NPV at 15% 20 years After Tax | 72972.095
NPV at 15% 20 years Before Tax | 112010.4611
YEAR | Total NPV | Delta | 2000 | 2001 | 2002 | 2003 | 2004 | 2005 | 2006 | 2007 | 2008 | 2009 | 2010 | 2011 | 2012 | 2013 | 2014 | 2015 | 2016 | 2017 | 2018 | 2019 | 2020
Annual Revenues | 462196.8649 | -431.1721 | 26420.8914 | 37300.8857 | 37573.4806 | 48011.6938 | 56625.1347 | 58028.0455 | 58984.2503 | 60041.7661 | 61198.1159 | 62457.2296 | 63846.4383 | 65531.0441 | 67358.142 | 69262.7536 | 71238.4745 | 73252.4936 | 74952.8431 | 76829.5059 | 78460.5999 | 80085.8305 | 20103.4867
Annual Expenses | 199536.5844 | -431.1721 | 16341.8292 | 19984.8954 | 20368.2164 | 20685.4362 | 21070.8728 | 21532.8436 | 22066.7761 | 22709.7115 | 23460.0147 | 24322.5008 | 25325.4313 | 26477.7315 | 27775.4373 | 29154.2241 | 30608.3779 | 32105.8164 | 33660.1748 | 35419.3019 | 36963.1543 | 38533.3609 | 724.7398
After Tax Book Income | 84089.4192 | 0 | -312.9332 | 319.3798 | 363.6622 | 6478.2599 | 11401.1874 | 12306.7241 | 12885.1833 | 13299.8221 | 13795.5264 | 14312.8039 | 14853.0699 | 15443.2563 | 16136.6732 | 16867.3335 | 17637.8786 | 18374.1312 | 19015.6379 | 19686.2487 | 20387.978 | 20857.5756 | 0
After Tax Cash Flow | 100203.6925 | 0 | 2711.49 | 4331.6791 | 4329.7877 | 16719.825 | 21176.9518 | 15203.8732 | 15046.124 | 14953.0251 | 14890.8113 | 14821.1034 | 14718.5899 | 14567.9621 | 14449.4902 | 14316.5359 | 14143.1054 | 10794.8642 | 10050.7521 | 9711.6211 | 9334.3588 | 15310.9404 | 0
6. Increased the Water Treatment O&M by 411.84 for Water injection that had been left out of the OEC assumption. Only effect Variable which is a pass through.
1999-03-09
NPV at 15% 20 years After Tax | 72972.095
NPV at 15% 20 years Before Tax | 112010.4611
YEAR | Total NPV | Delta | 2000 | 2001 | 2002 | 2003 | 2004 | 2005 | 2006 | 2007 | 2008 | 2009 | 2010 | 2011 | 2012 | 2013 | 2014 | 2015 | 2016 | 2017 | 2018 | 2019 | 2020
Annual Revenues | 466629.9052 | 4433.0403 | 26845.0866 | 37737.8068 | 38023.5093 | 48475.2233 | 57102.5701 | 58519.804 | 59490.7616 | 60563.4727 | 61735.4736 | 63010.7081 | 64416.5212 | 66118.2294 | 67962.9429 | 69885.6985 | 71880.1078 | 73913.3759 | 75633.5519 | 77530.6359 | 79182.7638 | 80829.6594 | 20103.4867
Annual Expenses | 203969.6246 | 4433.0403 | 16766.0244 | 20421.8165 | 20818.2451 | 21148.9657 | 21548.3082 | 22024.6021 | 22573.2873 | 23231.4181 | 23997.3725 | 24875.9794 | 25895.5142 | 27064.9169 | 28380.2382 | 29777.169 | 31250.0112 | 32766.6987 | 34340.8836 | 36120.4319 | 37685.3182 | 39277.1897 | 724.7398
After Tax Book Income | 84089.4192 | 0 | -312.9332 | 319.3798 | 363.6622 | 6478.2599 | 11401.1874 | 12306.7241 | 12885.1833 | 13299.8221 | 13795.5264 | 14312.8039 | 14853.0699 | 15443.2563 | 16136.6732 | 16867.3335 | 17637.8786 | 18374.1312 | 19015.6379 | 19686.2487 | 20387.978 | 20857.5756 | 0
After Tax Cash Flow | 100203.6925 | 0 | 2711.49 | 4331.6791 | 4329.7877 | 16719.825 | 21176.9518 | 15203.8732 | 15046.124 | 14953.0251 | 14890.8113 | 14821.1034 | 14718.5899 | 14567.9621 | 14449.4902 | 14316.5359 | 14143.1054 | 10794.8642 | 10050.7521 | 9711.6211 | 9334.3588 | 15310.9404 | 0
7. Changed the Taxes according to Pat Maloy's schedule. The order of the taxes has changed with the Franchise tax be a deductible for State Income Taxes
1999-03-15
NPV at 15% 20 years After Tax | 73410.7898
NPV at 15% 20 years Before Tax | 112010.4611
YEAR | Total NPV | Delta | 2000 | 2001 | 2002 | 2003 | 2004 | 2005 | 2006 | 2007 | 2008 | 2009 | 2010 | 2011 | 2012 | 2013 | 2014 | 2015 | 2016 | 2017 | 2018 | 2019 | 2020
Annual Revenues | 466699.2419 | 69.3367 | 26849.7167 | 37744.8924 | 38030.7982 | 48482.7217 | 57110.2842 | 58527.7403 | 59498.9268 | 60571.8736 | 61744.1174 | 63019.602 | 64425.6727 | 66127.6462 | 67972.633 | 69895.6701 | 71890.3693 | 73923.936 | 75644.4196 | 77541.8204 | 79194.2746 | 80841.5063 | 20103.4867
Annual Expenses | 204038.9613 | 69.3367 | 16770.6545 | 20428.9021 | 20825.534 | 21156.4641 | 21556.0223 | 22032.5384 | 22581.4525 | 23239.8191 | 24006.0163 | 24884.8732 | 25904.6657 | 27074.3337 | 28389.9283 | 29787.1406 | 31260.2727 | 32777.2588 | 34351.7513 | 36131.6164 | 37696.829 | 39289.0367 | 724.7398
After Tax Book Income | 84089.4192 | 0 | -312.9332 | 319.3798 | 363.6622 | 6478.2599 | 11401.1874 | 12306.7241 | 12885.1833 | 13299.8221 | 13795.5264 | 14312.8039 | 14853.0699 | 15443.2563 | 16136.6732 | 16867.3335 | 17637.8786 | 18374.1312 | 19015.6379 | 19686.2487 | 20387.978 | 20857.5756 | 0
After Tax Cash Flow | 100744.7226 | 541.0301 | 2386.49 | 4005.5244 | 4015.7451 | 16417.983 | 21400.8039 | 17560.8764 | 15061.8298 | 14969.6653 | 14908.4036 | 14839.6507 | 14738.1102 | 14588.4583 | 14470.9802 | 14339.0226 | 14166.6068 | 10819.3833 | 10072.451 | 9729.9537 | 9349.3299 | 15322.5551 | 0
8. Changed the MACR table.
1999-03-15
NPV at 15% 20 years After Tax | 72931.8877
NPV at 15% 20 years Before Tax | 112010.4611
YEAR | Total NPV | Delta | 2000 | 2001 | 2002 | 2003 | 2004 | 2005 | 2006 | 2007 | 2008 | 2009 | 2010 | 2011 | 2012 | 2013 | 2014 | 2015 | 2016 | 2017 | 2018 | 2019 | 2020
Annual Revenues | 466699.2419 | 0 | 26849.7167 | 37744.8924 | 38030.7982 | 48482.7217 | 57110.2842 | 58527.7403 | 59498.9268 | 60571.8736 | 61744.1174 | 63019.602 | 64425.6727 | 66127.6462 | 67972.633 | 69895.6701 | 71890.3693 | 73923.936 | 75644.4196 | 77541.8204 | 79194.2746 | 80841.5063 | 20103.4867
Annual Expenses | 204038.9613 | 0 | 16770.6545 | 20428.9021 | 20825.534 | 21156.4641 | 21556.0223 | 22032.5384 | 22581.4525 | 23239.8191 | 24006.0163 | 24884.8732 | 25904.6657 | 27074.3337 | 28389.9283 | 29787.1406 | 31260.2727 | 32777.2588 | 34351.7513 | 36131.6164 | 37696.829 | 39289.0367 | 724.7398
After Tax Book Income | 84089.4192 | 0 | -312.9332 | 319.3798 | 363.6622 | 6478.2599 | 11401.1874 | 12306.7241 | 12885.1833 | 13299.8221 | 13795.5264 | 14312.8039 | 14853.0699 | 15443.2563 | 16136.6732 | 16867.3335 | 17637.8786 | 18374.1312 | 19015.6379 | 19686.2487 | 20387.978 | 20857.5756 | 0
After Tax Cash Flow | 100282.4892 | -462.2334 | 2386.49 | 4005.5244 | 4015.7451 | 16417.983 | 21400.8039 | 16244.7965 | 15060.1816 | 14968.015 | 14906.7513 | 14837.9963 | 14736.4537 | 14586.7997 | 14469.3195 | 14337.3599 | 14164.942 | 12133.7963 | 10072.4303 | 9729.9329 | 9349.3091 | 15322.5342 | 0
9. Added to Fixed G&A $30k for Gas Pipeline Metering
1999-03-15
NPV at 15% 20 years After Tax | 72691.7807
NPV at 15% 20 years Before Tax | 111696.105
YEAR | Total NPV | Delta | 2000 | 2001 | 2002 | 2003 | 2004 | 2005 | 2006 | 2007 | 2008 | 2009 | 2010 | 2011 | 2012 | 2013 | 2014 | 2015 | 2016 | 2017 | 2018 | 2019 | 2020
Annual Revenues | 466699.7125 | 0.47068 | 26849.744 | 37744.9405 | 38030.8478 | 48482.7728 | 57110.3368 | 58527.7945 | 59498.9826 | 60571.9311 | 61744.1766 | 63019.663 | 64425.7355 | 66127.7109 | 67972.6996 | 69895.7387 | 71890.4399 | 73924.0088 | 75644.4946 | 77541.8976 | 79194.3542 | 80841.5883 | 20103.4867
Annual Expenses | 204353.7893 | 314.828 | 16788.7067 | 20460.7772 | 20858.3654 | 21190.2804 | 21590.8531 | 22068.4142 | 22618.4045 | 23277.8796 | 24045.2187 | 24925.2517 | 25946.2555 | 27117.1712 | 28434.0509 | 29832.5869 | 31307.0824 | 32825.4728 | 34401.4117 | 36182.7667 | 37749.5138 | 39343.3019 | 747.9934
After Tax Book Income | 83953.3729 | -136.0464 | -318.9429 | 308.2662 | 351.4828 | 6464.9251 | 11387.1746 | 12291.9898 | 12869.6812 | 13283.5021 | 13778.3351 | 14294.6837 | 14833.9592 | 15423.0888 | 16115.3778 | 16844.8337 | 17614.0921 | 18348.9698 | 18989.0067 | 19658.0456 | 20358.0932 | 20826.2194 | 0
After Tax Cash Flow | 100199.9915 | -82.4976 | 2382.0091 | 3997.646 | 4007.6307 | 16397.157 | 21379.3512 | 16271.0458 | 15048.0001 | 14955.7228 | 14894.3648 | 14825.5339 | 14723.936 | 14574.2498 | 14456.7631 | 14324.8257 | 14152.4618 | 12121.4053 | 10060.1676 | 9717.8415 | 9337.4366 | 15299.0204 | 0
10. New Drawdown Scedules dated 3/19/99
1999-03-21
NPV at 15% 20 years After Tax | 69694.301
NPV at 15% 20 years Before Tax | 108137.4398
YEAR | Total NPV | Delta | 2000 | 2001 | 2002 | 2003 | 2004 | 2005 | 2006 | 2007 | 2008 | 2009 | 2010 | 2011 | 2012 | 2013 | 2014 | 2015 | 2016 | 2017 | 2018 | 2019 | 2020
Annual Revenues | 466699.7629 | 0.050362 | 26849.7499 | 37744.9464 | 38030.8537 | 48482.7787 | 57110.3428 | 58527.8004 | 59498.9885 | 60571.937 | 61744.1825 | 63019.6689 | 64425.7414 | 66127.7168 | 67972.7055 | 69895.7446 | 71890.4459 | 73924.0147 | 75644.5005 | 77541.9036 | 79194.3601 | 80841.5942 | 20103.4867
Annual Expenses | 204387.1396 | 33.3503 | 16792.624 | 20464.6945 | 20862.2827 | 21194.1977 | 21594.7705 | 22072.3315 | 22622.3218 | 23281.797 | 24049.136 | 24929.169 | 25950.1728 | 27121.0885 | 28437.9683 | 29836.5042 | 31310.9997 | 32829.3901 | 34405.329 | 36186.684 | 37753.4311 | 39347.2192 | 747.9934
After Tax Book Income | 83321.6711 | -631.7017 | -364.964 | 230.942 | 274.0843 | 6387.4465 | 11309.6758 | 12214.4881 | 12792.1693 | 13205.9649 | 13700.7703 | 14217.0894 | 14756.3328 | 15345.4278 | 16037.6795 | 16767.095 | 17536.3099 | 18271.1406 | 18911.1266 | 19580.1107 | 20280.099 | 20748.2017 | 0
After Tax Cash Flow | 100805.8979 | 605.9064 | 2384.9783 | 3989.367 | 3999.4932 | 16387.7172 | 21370.0534 | 16908.3677 | 15127.6758 | 15035.7544 | 14974.4692 | 14905.9974 | 14804.4759 | 14655.1527 | 14537.7464 | 14406.1764 | 14233.8976 | 12161.0581 | 10057.9873 | 9715.7918 | 9335.5205 | 15295.7771 | 0
11. Revised the model for the Version #1 costs and increased the insurance based on the 1999 estimates.
1999-03-29
NPV at 15% 20 years After Tax | 69207.4031
NPV at 15% 20 years Before Tax | 107508.2386
YEAR | Total NPV | Delta | 2000 | 2001 | 2002 | 2003 | 2004 | 2005 | 2006 | 2007 | 2008 | 2009 | 2010 | 2011 | 2012 | 2013 | 2014 | 2015 | 2016 | 2017 | 2018 | 2019 | 2020
Annual Revenues | 466700.3829 | 0.61995 | 26849.7858 | 37745.0098 | 38030.919 | 48482.846 | 57110.412 | 58527.8717 | 59499.062 | 60572.0127 | 61744.2605 | 63019.7492 | 64425.8241 | 66127.802 | 67972.7933 | 69895.835 | 71890.539 | 73924.1106 | 75644.5993 | 77542.0053 | 79194.4649 | 80841.7021 | 20103.4867
Annual Expenses | 205106.3368 | 719.1972 | 16816.4016 | 20506.6789 | 20905.5267 | 21238.739 | 21640.6479 | 22119.5853 | 22670.9933 | 23331.9285 | 24100.7715 | 24982.3536 | 26004.9529 | 27177.512 | 28496.0845 | 29896.3639 | 31372.6552 | 32892.8953 | 34470.7394 | 36254.0566 | 37822.8249 | 39418.6949 | 3032.1522
After Tax Book Income | 83052.8985 | -268.7726 | -386.9693 | 192.1498 | 233.8883 | 6345.7288 | 11267.065 | 12184.8237 | 12771.4196 | 13184.138 | 13677.7958 | 14192.8914 | 14730.8301 | 15318.5332 | 16009.2991 | 16737.1283 | 17504.6485 | 18237.6682 | 18875.7183 | 19542.6319 | 20240.4051 | 20706.5699 | 0
After Tax Cash Flow | 100744.6977 | -61.2002 | 2379.0763 | 3978.5678 | 3988.4329 | 16359.9639 | 21341.5246 | 17026.7187 | 15111.9833 | 15019.9176 | 14958.5084 | 14889.9381 | 14788.344 | 14638.9798 | 14521.5653 | 14390.0259 | 14217.8185 | 12144.9138 | 10041.8291 | 9699.8597 | 9319.877 | 15264.8006 | 0
12. Changed the IDC calculation to reflect half of the current months Draw. This increases the total Capitalized Interest.
1999-03-30
NPV at 15% 20 years After Tax | 69079.4781
NPV at 15% 20 years Before Tax | 107356.5433
YEAR | Total NPV | Delta | 2000 | 2001 | 2002 | 2003 | 2004 | 2005 | 2006 | 2007 | 2008 | 2009 | 2010 | 2011 | 2012 | 2013 | 2014 | 2015 | 2016 | 2017 | 2018 | 2019 | 2020
Annual Revenues | 466700.3829 | 0 | 26849.7858 | 37745.0098 | 38030.919 | 48482.846 | 57110.412 | 58527.8717 | 59499.062 | 60572.0127 | 61744.2605 | 63019.7492 | 64425.8241 | 66127.802 | 67972.7933 | 69895.835 | 71890.539 | 73924.1106 | 75644.5993 | 77542.0053 | 79194.4649 | 80841.7021 | 20103.4867
Annual Expenses | 205106.3368 | 0 | 16816.4016 | 20506.6789 | 20905.5267 | 21238.739 | 21640.6479 | 22119.5853 | 22670.9933 | 23331.9285 | 24100.7715 | 24982.3536 | 26004.9529 | 27177.512 | 28496.0845 | 29896.3639 | 31372.6552 | 32892.8953 | 34470.7394 | 36254.0566 | 37822.8249 | 39418.6949 | 3032.1522
After Tax Book Income | 83026.405 | -26.4935 | -388.8691 | 188.893 | 230.6315 | 6342.472 | 11263.8082 | 12181.5669 | 12768.1628 | 13180.8812 | 13674.5389 | 14189.6345 | 14727.5733 | 15315.2764 | 16006.0423 | 16733.8715 | 17501.3917 | 18234.4114 | 18872.4615 | 19539.375 | 20237.1483 | 20703.313 | 0
After Tax Cash Flow | 100770.928 | 26.2303 | 2379.0763 | 3978.2532 | 3988.1245 | 16359.6617 | 21341.2286 | 17053.924 | 15115.4611 | 15023.41 | 14962.0031 | 14893.4474 | 14791.8556 | 14642.506 | 14525.0938 | 14393.5691 | 14221.3641 | 12146.6617 | 10041.777 | 9699.8116 | 9319.833 | 15264.7605 | 0
13. Version #2 of the Control Budget and small adjustments in the Drawdown.
1999-03-31
NPV at 15% 20 years After Tax | 69243.6276
NPV at 15% 20 years Before Tax | 107564.01
YEAR | Total NPV | Delta | 2000 | 2001 | 2002 | 2003 | 2004 | 2005 | 2006 | 2007 | 2008 | 2009 | 2010 | 2011 | 2012 | 2013 | 2014 | 2015 | 2016 | 2017 | 2018 | 2019 | 2020
Annual Revenues | 466700.3829 | 0 | 26849.7858 | 37745.0098 | 38030.919 | 48482.846 | 57110.412 | 58527.8717 | 59499.062 | 60572.0127 | 61744.2605 | 63019.7492 | 64425.8241 | 66127.802 | 67972.7933 | 69895.835 | 71890.539 | 73924.1106 | 75644.5993 | 77542.0053 | 79194.4649 | 80841.7021 | 20103.4867
Annual Expenses | 205106.3368 | 0 | 16816.4016 | 20506.6789 | 20905.5267 | 21238.739 | 21640.6479 | 22119.5853 | 22670.9933 | 23331.9285 | 24100.7715 | 24982.3536 | 26004.9529 | 27177.512 | 28496.0845 | 29896.3639 | 31372.6552 | 32892.8953 | 34470.7394 | 36254.0566 | 37822.8249 | 39418.6949 | 3032.1522
After Tax Book Income | 83114.7129 | 88.3079 | -374.8602 | 212.9083 | 254.6468 | 6366.4873 | 11287.8235 | 12191.6668 | 12768.3231 | 13181.0415 | 13674.6992 | 14189.7948 | 14727.7336 | 15315.4367 | 16006.2026 | 16734.0318 | 17501.552 | 18234.5717 | 18872.6218 | 19539.5354 | 20237.3086 | 20703.4733 | 0
After Tax Cash Flow | 100724.7803 | -46.1477 | 2379.0763 | 3978.6595 | 3988.4812 | 16359.9687 | 21341.4858 | 16971.4636 | 15115.291 | 15023.2392 | 14961.8322 | 14893.2758 | 14791.6839 | 14642.3335 | 14524.9213 | 14393.3958 | 14221.1907 | 12146.5767 | 10041.7807 | 9699.8151 | 9319.8363 | 15264.7636 | 0
14. Change the Franchise tax to include it in Book Income.
1999-04-01
NPV at 15% 20 years After Tax | 69122.6742
NPV at 15% 20 years Before Tax | 105623.555
YEAR | Total NPV | Delta | 2000 | 2001 | 2002 | 2003 | 2004 | 2005 | 2006 | 2007 | 2008 | 2009 | 2010 | 2011 | 2012 | 2013 | 2014 | 2015 | 2016 | 2017 | 2018 | 2019 | 2020
Annual Revenues | 466700.3829 | 0 | 26849.7858 | 37745.0098 | 38030.919 | 48482.846 | 57110.412 | 58527.8717 | 59499.062 | 60572.0127 | 61744.2605 | 63019.7492 | 64425.8241 | 66127.802 | 67972.7933 | 69895.835 | 71890.539 | 73924.1106 | 75644.5993 | 77542.0053 | 79194.4649 | 80841.7021 | 20103.4867
Annual Expenses | 207041.4487 | 1935.1119 | 17149.4525 | 20827.0141 | 21213.087 | 21524.8308 | 21898.2567 | 22358.837 | 22895.7064 | 23542.0902 | 24296.3946 | 25163.4252 | 26171.4859 | 27329.4936 | 28633.5274 | 30019.2554 | 31481.0081 | 32990.491 | 34561.3592 | 36337.7007 | 37899.4932 | 39474.7228 | 3032.1522
After Tax Book Income | 82145.2724 | -969.4405 | -542.3387 | 65.9816 | 107.6247 | 6224.411 | 11159.8219 | 12072.0115 | 12654.8792 | 13073.8974 | 13573.9347 | 14095.5117 | 14640.0261 | 15234.4224 | 15931.9928 | 16666.7622 | 17441.3538 | 18179.3392 | 18820.1891 | 19489.9269 | 20190.5506 | 20671.0497 | 0
After Tax Cash Flow | 101711.5653 | 986.785 | 2623.9842 | 4232.9458 | 4233.4919 | 16491.9912 | 21469.577 | 16916.7709 | 15195.9081 | 15099.8336 | 15034.324 | 14961.6007 | 14855.7521 | 14702.0702 | 14580.2251 | 14444.1794 | 14267.3393 | 12187.2437 | 10078.4072 | 9734.6319 | 9352.8206 | 15178.6751 | 0
15. Added a full year to Yr. 20 to stay consistent with the 1999 models.
1999-04-07
NPV at 15% 20 years After Tax | 71519.5711
NPV at 15% 20 years Before Tax | 109640.6162
YEAR | Total NPV | Delta | 2000 | 2001 | 2002 | 2003 | 2004 | 2005 | 2006 | 2007 | 2008 | 2009 | 2010 | 2011 | 2012 | 2013 | 2014 | 2015 | 2016 | 2017 | 2018 | 2019 | 2020
Annual Revenues | 475039.0776 | 8338.6948 | 26849.7858 | 37745.0098 | 38030.919 | 48482.846 | 57110.412 | 58527.8717 | 59499.062 | 60572.0127 | 61744.2605 | 63019.7492 | 64425.8241 | 66127.802 | 67972.7933 | 69895.835 | 71890.539 | 73924.1106 | 75644.5993 | 77542.0053 | 79194.4649 | 80841.7021 | 81811.9124
Annual Expenses | 212094.7581 | 5053.3094 | 17149.4525 | 20827.0141 | 21213.087 | 21524.8308 | 21898.2567 | 22358.837 | 22895.7064 | 23542.0902 | 24296.3946 | 25163.4252 | 26171.4859 | 27329.4936 | 28633.5274 | 30019.2554 | 31481.0081 | 32990.491 | 34561.3592 | 36337.7007 | 37899.4932 | 39474.7228 | 40427.9046
After Tax Book Income | 85045.4838 | 2900.2113 | -542.3387 | 65.9816 | 107.6247 | 6224.411 | 11159.8219 | 12072.0115 | 12654.8792 | 13073.8974 | 13573.9347 | 14095.5117 | 14640.0261 | 15234.4224 | 15931.9928 | 16666.7622 | 17441.3538 | 18179.3392 | 18820.1891 | 19489.9269 | 20190.5506 | 20671.0497 | 21462.2889
After Tax Cash Flow | 105054.7424 | 3343.1771 | 2623.9842 | 4232.9458 | 4233.4919 | 16491.9912 | 21469.577 | 16916.7709 | 15195.9081 | 15099.8336 | 15034.324 | 14961.6007 | 14855.7521 | 14702.0702 | 14580.2251 | 14444.1794 | 14267.3393 | 12187.2437 | 10078.4072 | 9734.6319 | 9352.8206 | 15178.6751 | 24740.3463
16. Rolled EI Mob into the Depreciable Base and increased the Book Deprec to 30 years.
1999-04-07
NPV at 15% 20 years After Tax | 71358.9925
NPV at 15% 20 years Before Tax | 109482.0136
YEAR | Total NPV | Delta | 2000 | 2001 | 2002 | 2003 | 2004 | 2005 | 2006 | 2007 | 2008 | 2009 | 2010 | 2011 | 2012 | 2013 | 2014 | 2015 | 2016 | 2017 | 2018 | 2019 | 2020
Annual Revenues | 475039.1951 | 0.11744 | 26849.7926 | 37745.0218 | 38030.9314 | 48482.8587 | 57110.4252 | 58527.8853 | 59499.0759 | 60572.0271 | 61744.2753 | 63019.7644 | 64425.8398 | 66127.8182 | 67972.8099 | 69895.8521 | 71890.5566 | 73924.1288 | 75644.618 | 77542.0246 | 79194.4847 | 80841.7226 | 81811.9124
Annual Expenses | 212252.3853 | 157.6273 | 17155.5359 | 20837.6581 | 21225.0824 | 21538.1862 | 21912.9805 | 22375.2633 | 22913.4719 | 23561.2029 | 24316.8629 | 25185.2576 | 26194.6913 | 27354.0809 | 28659.5061 | 30046.635 | 31509.7986 | 33020.7213 | 34593.0587 | 36370.8801 | 37934.1636 | 39510.9044 | 40458.6956
After Tax Book Income | 89750.5984 | 4705.1146 | 211.4625 | 591.2839 | 632.0561 | 6747.9133 | 11682.562 | 12593.7683 | 13175.8394 | 13594.0308 | 14093.2088 | 14613.8915 | 15157.4738 | 15750.8974 | 16447.4512 | 17181.1568 | 17954.6335 | 18691.4381 | 19331.0365 | 19999.4581 | 20698.6961 | 21177.8392 | 21971.642
After Tax Cash Flow | 104972.0717 | -82.6707 | 2622.4746 | 4230.3083 | 4230.5426 | 16483.8016 | 21460.5666 | 16751.9437 | 15207.5059 | 15111.2132 | 15045.4418 | 14972.5358 | 14866.4643 | 14712.6422 | 14590.6203 | 14454.4846 | 14277.5225 | 12188.4323 | 10070.6315 | 9726.8594 | 9345.0915 | 15167.0523 | 24721.9833
17. Changed Interest Income to be 5% to 25% of EBITDA
1999-04-07
NPV at 15% 20 years After Tax | 71526.9572
NPV at 15% 20 years Before Tax | 109818.1802
YEAR | Total NPV | Delta | 2000 | 2001 | 2002 | 2003 | 2004 | 2005 | 2006 | 2007 | 2008 | 2009 | 2010 | 2011 | 2012 | 2013 | 2014 | 2015 | 2016 | 2017 | 2018 | 2019 | 2020
Annual Revenues | 475039.1951 | 0 | 26849.7926 | 37745.0218 | 38030.9314 | 48482.8587 | 57110.4252 | 58527.8853 | 59499.0759 | 60572.0271 | 61744.2753 | 63019.7644 | 64425.8398 | 66127.8182 | 67972.8099 | 69895.8521 | 71890.5566 | 73924.1288 | 75644.618 | 77542.0246 | 79194.4847 | 80841.7226 | 81811.9124
Annual Expenses | 212252.3853 | 0 | 17155.5359 | 20837.6581 | 21225.0824 | 21538.1862 | 21912.9805 | 22375.2633 | 22913.4719 | 23561.2029 | 24316.8629 | 25185.2576 | 26194.6913 | 27354.0809 | 28659.5061 | 30046.635 | 31509.7986 | 33020.7213 | 34593.0587 | 36370.8801 | 37934.1636 | 39510.9044 | 40458.6956
After Tax Book Income | 90018.8032 | 268.2048 | 177.4034 | 521.3488 | 547.2536 | 6759.7277 | 11740.9282 | 12643.8359 | 13213.253 | 13679.0611 | 14164.4957 | 14670.8587 | 15199.5229 | 15847.0165 | 16528.629 | 17246.7971 | 18004.1179 | 18801.1225 | 19420.4816 | 20067.8107 | 20745.0699 | 21462.6247 | 22232.5719
After Tax Cash Flow | 105212.3871 | 240.3154 | 2565.3644 | 4113.0414 | 4088.3459 | 16503.6119 | 21558.4349 | 16882.2903 | 15244.9195 | 15196.2434 | 15116.7286 | 15029.5031 | 14908.5134 | 14808.7613 | 14671.7981 | 14520.125 | 14327.0069 | 12298.1166 | 10160.0766 | 9795.2119 | 9391.4653 | 15451.8378 | 24982.9132
18. Added a Admin fee of $1M which is prorated among the projects based on MW's
1999-04-07
NPV at 15% 20 years After Tax | 70111.4136
NPV at 15% 20 years Before Tax | 107958.3712
YEAR | Total NPV | Delta | 2000 | 2001 | 2002 | 2003 | 2004 | 2005 | 2006 | 2007 | 2008 | 2009 | 2010 | 2011 | 2012 | 2013 | 2014 | 2015 | 2016 | 2017 | 2018 | 2019 | 2020
Annual Revenues | 475041.9366 | 2.7415 | 26849.9514 | 37745.3022 | 38031.2201 | 48483.1562 | 57110.7315 | 58528.2008 | 59499.401 | 60572.3618 | 61744.6201 | 63020.1196 | 64426.2056 | 66128.1949 | 67973.198 | 69896.2519 | 71890.9683 | 73924.5529 | 75645.0548 | 77542.4745 | 79194.9481 | 80842.1999 | 81811.9124
Annual Expenses | 214111.7826 | 1859.3972 | 17260.6845 | 21023.3206 | 21416.3149 | 21735.1556 | 22115.8589 | 22584.2281 | 23128.7057 | 23782.8937 | 24545.2044 | 25420.4494 | 26436.9388 | 27603.5959 | 28916.5065 | 30311.3454 | 31782.4503 | 33301.5526 | 34882.3149 | 36668.8139 | 38241.0355 | 39826.9825 | 40783.7644
After Tax Book Income | 89201.6202 | -817.183 | 142.7328 | 457.1468 | 476.8021 | 6682.5042 | 11659.7113 | 12558.3718 | 13123.2693 | 13584.2658 | 14064.5755 | 14565.4774 | 15088.3195 | 15729.6035 | 16404.5903 | 17115.6856 | 17865.4533 | 18654.3886 | 19265.1236 | 19903.2321 | 20570.6294 | 21277.6324 | 22036.2857
After Tax Cash Flow | 104707.1871 | -505.2 | 2539.8236 | 4067.9436 | 4041.8952 | 16383.1504 | 21434.3595 | 17034.1646 | 15174.1886 | 15124.82 | 15044.7064 | 14956.9875 | 14835.623 | 14735.629 | 14598.5721 | 14446.9706 | 14254.1077 | 12225.6763 | 10088.3205 | 9724.3893 | 9321.851 | 15312.4338 | 24786.6271
19. Changed the Major Maintenance to the new OEC Matrix for 120 starts.
1999-04-07
NPV at 15% 20 years After Tax | 70485.5298
NPV at 15% 20 years Before Tax | 108449.8449
YEAR | Total NPV | Delta | 2000 | 2001 | 2002 | 2003 | 2004 | 2005 | 2006 | 2007 | 2008 | 2009 | 2010 | 2011 | 2012 | 2013 | 2014 | 2015 | 2016 | 2017 | 2018 | 2019 | 2020
Annual Revenues | 475041.2118 | -0.72484 | 26849.9094 | 37745.2281 | 38031.1438 | 48483.0775 | 57110.6505 | 58528.1174 | 59499.315 | 60572.2733 | 61744.5289 | 63020.0257 | 64426.1089 | 66128.0953 | 67973.0954 | 69896.1462 | 71890.8595 | 73924.4408 | 75644.9393 | 77542.3555 | 79194.8256 | 80842.0737 | 81811.9124
Annual Expenses | 213620.4353 | -491.3473 | 17232.8319 | 20974.3715 | 21366.114 | 21683.5313 | 22062.7052 | 22528.8297 | 23071.6497 | 23724.1306 | 24484.6829 | 25358.1167 | 26372.7406 | 27537.4762 | 28848.4078 | 30241.2082 | 31710.2135 | 33227.1532 | 34805.688 | 36589.8927 | 38159.7512 | 39743.414 | 40697.8188
After Tax Book Income | 89417.4501 | 215.83 | 151.9366 | 474.0496 | 495.2198 | 6702.6438 | 11680.8779 | 12581.0347 | 13147.1282 | 13609.3979 | 14091.0637 | 14593.4107 | 15117.7934 | 15760.7206 | 16437.4607 | 17150.4277 | 17902.1942 | 18693.2649 | 19306.2821 | 19946.8308 | 20616.8379 | 21326.5429 | 22088.1823
After Tax Cash Flow | 104840.8027 | 133.6155 | 2546.5891 | 4079.8334 | 4054.089 | 16414.7221 | 21466.8665 | 16994.6171 | 15192.9352 | 15143.749 | 15063.7928 | 14976.2035 | 14854.9373 | 14755.0062 | 14617.9731 | 14466.3515 | 14273.4199 | 12244.8659 | 10107.3278 | 9743.1482 | 9340.2888 | 15349.2378 | 24838.5236
20. Changed the Site MW's from 505 to 509.2
1999-04-08
NPV at 15% 20 years After Tax | 72416.0312
NPV at 15% 20 years Before Tax | 110990.8893
YEAR | Total NPV | Delta | 2000 | 2001 | 2002 | 2003 | 2004 | 2005 | 2006 | 2007 | 2008 | 2009 | 2010 | 2011 | 2012 | 2013 | 2014 | 2015 | 2016 | 2017 | 2018 | 2019 | 2020
Annual Revenues | 478914.8793 | 3873.6675 | 27066.116 | 38051.7063 | 38339.791 | 48878.4419 | 57577.5488 | 59006.5733 | 59985.6061 | 61067.2324 | 62248.9681 | 63534.7894 | 64952.2669 | 66668.0915 | 68528.1021 | 70466.7997 | 72477.7431 | 74527.867 | 76262.2923 | 78175.0845 | 79840.8994 | 81501.4384 | 82479.0702
Annual Expenses | 214978.6093 | 1358.1741 | 17347.1453 | 21106.0414 | 21499.9112 | 21818.8045 | 22199.9265 | 22669.4387 | 23215.5976 | 23872.2845 | 24637.8955 | 25517.2795 | 26538.9772 | 27711.9826 | 29032.3464 | 30435.2098 | 31914.8603 | 33442.7618 | 35032.6862 | 36829.9268 | 38411.001 | 40005.8706 | 40966.4066
After Tax Book Income | 90511.5106 | 1094.0604 | 175.9466 | 516.0058 | 538.4873 | 6798.7697 | 11819.1113 | 12725.6262 | 13296.1293 | 13763.0092 | 14249.4992 | 14756.8988 | 15286.5779 | 15935.8525 | 16619.291 | 17339.3327 | 18098.5771 | 18897.5584 | 19517.1182 | 20164.5397 | 20841.7737 | 21559.1942 | 22328.8507
After Tax Cash Flow | 105568.0765 | 727.2738 | 2571.3765 | 4122.3589 | 4096.6246 | 16574.0279 | 21668.7936 | 16871.1463 | 15301.7768 | 15252.2034 | 15171.6903 | 15083.3608 | 14961.1563 | 14860.34 | 14722.1901 | 14569.2005 | 14374.6286 | 12344.1389 | 10203.7268 | 9836.329 | 9429.8826 | 15502.1202 | 25079.192
21. Start per year have gone from 115 to 120. This is only effecting the cost of per start fuel.
1999-04-10
NPV at 15% 20 years After Tax | 72416.0312
NPV at 15% 20 years Before Tax | 110990.8893
YEAR | Total NPV | Delta | 2000 | 2001 | 2002 | 2003 | 2004 | 2005 | 2006 | 2007 | 2008 | 2009 | 2010 | 2011 | 2012 | 2013 | 2014 | 2015 | 2016 | 2017 | 2018 | 2019 | 2020
Annual Revenues | 478972.6922 | 57.8129 | 27070.9951 | 38057.3095 | 38345.4875 | 48884.2069 | 57583.4052 | 59012.547 | 59991.7213 | 61073.5264 | 62255.4777 | 63541.5529 | 64959.3327 | 66675.5112 | 68535.9257 | 70475.0543 | 72486.4538 | 74537.0472 | 76271.9605 | 78185.3116 | 79851.6068 | 81512.6333 | 82490.5215
Annual Expenses | 215036.4222 | 57.8129 | 17352.0243 | 21111.6445 | 21505.6077 | 21824.5695 | 22205.7829 | 22675.4124 | 23221.7128 | 23878.5785 | 24644.4051 | 25524.043 | 26546.043 | 27719.4023 | 29040.17 | 30443.4644 | 31923.5709 | 33451.9421 | 35042.3545 | 36840.1539 | 38421.7084 | 40017.0655 | 40977.8579
After Tax Book Income | 90511.5106 | 0 | 175.9466 | 516.0058 | 538.4873 | 6798.7697 | 11819.1113 | 12725.6262 | 13296.1293 | 13763.0092 | 14249.4992 | 14756.8988 | 15286.5779 | 15935.8525 | 16619.291 | 17339.3327 | 18098.5771 | 18897.5584 | 19517.1182 | 20164.5397 | 20841.7737 | 21559.1942 | 22328.8507
After Tax Cash Flow | 105568.0765 | 0 | 2571.3765 | 4122.3589 | 4096.6246 | 16574.0279 | 21668.7936 | 16871.1463 | 15301.7768 | 15252.2034 | 15171.6903 | 15083.3608 | 14961.1563 | 14860.34 | 14722.1901 | 14569.2005 | 14374.6286 | 12344.1389 | 10203.7268 | 9836.329 | 9429.8826 | 15502.1202 | 25079.192
22. Changed fuel curve to a Fixed price at $2.5
1999-04-10
NPV at 15% 20 years After Tax | 72416.0312
NPV at 15% 20 years Before Tax | 110990.8893
YEAR | Total NPV | Delta | 2000 | 2001 | 2002 | 2003 | 2004 | 2005 | 2006 | 2007 | 2008 | 2009 | 2010 | 2011 | 2012 | 2013 | 2014 | 2015 | 2016 | 2017 | 2018 | 2019 | 2020
Annual Revenues | 461777.6073 | -17195.0849 | 30465.2246 | 39401.873 | 39425.8259 | 49770.6618 | 58210.955 | 59307.8943 | 59886.2976 | 60461.5233 | 61032.8603 | 61599.5574 | 62160.8222 | 62874.4819 | 63590.5119 | 64308.4119 | 65027.6498 | 65747.6598 | 66099.9721 | 66429.7456 | 66735.3108 | 67014.9185 | 50037.2205
Annual Expenses | 197841.3374 | -17195.0849 | 20746.2539 | 22456.208 | 22585.946 | 22711.0244 | 22833.3327 | 22970.7597 | 23116.289 | 23266.5754 | 23421.7877 | 23582.0475 | 23747.5324 | 23918.373 | 24094.7562 | 24276.8219 | 24464.767 | 24662.5546 | 24870.3661 | 25084.5879 | 25305.4124 | 25519.3508 | 8524.5569
After Tax Book Income | 90511.5106 | 0 | 175.9466 | 516.0058 | 538.4873 | 6798.7697 | 11819.1113 | 12725.6262 | 13296.1293 | 13763.0092 | 14249.4992 | 14756.8988 | 15286.5779 | 15935.8525 | 16619.291 | 17339.3327 | 18098.5771 | 18897.5584 | 19517.1182 | 20164.5397 | 20841.7737 | 21559.1942 | 22328.8507
After Tax Cash Flow | 105568.0765 | 0 | 2571.3765 | 4122.3589 | 4096.6246 | 16574.0279 | 21668.7936 | 16871.1463 | 15301.7768 | 15252.2034 | 15171.6903 | 15083.3608 | 14961.1563 | 14860.34 | 14722.1901 | 14569.2005 | 14374.6286 | 12344.1389 | 10203.7268 | 9836.329 | 9429.8826 | 15502.1202 | 25079.192
23. Added a Per Start Revenue which allows the Maj. Main to be passed through. Reduced Capacity to 3.25
1999-04-13
NPV at 15% 20 years After Tax | 82557.1782
NPV at 15% 20 years Before Tax | 124192.3703
YEAR | Total NPV | Delta | 2000 | 2001 | 2002 | 2003 | 2004 | 2005 | 2006 | 2007 | 2008 | 2009 | 2010 | 2011 | 2012 | 2013 | 2014 | 2015 | 2016 | 2017 | 2018 | 2019 | 2020
Annual Revenues | 482570.1624 | 20792.555 | 32035.6993 | 40381.4142 | 40454.7657 | 51741.5822 | 60870.7822 | 62021.7006 | 62655.7024 | 63288.1946 | 63918.516 | 64545.9671 | 65169.8084 | 65947.9221 | 66730.3395 | 67516.6187 | 68306.2872 | 69098.8406 | 69525.8726 | 69932.6074 | 70317.4427 | 70678.6987 | 53090.1377
Annual Expenses | 205728.4383 | 7887.1009 | 22271.5663 | 23310.2808 | 23440.1375 | 23564.5477 | 23685.5995 | 23823.3786 | 23968.6678 | 24118.7068 | 24273.6643 | 24433.6617 | 24598.8763 | 24769.4385 | 24945.5348 | 25127.3052 | 25314.9461 | 25512.4203 | 25719.909 | 25933.7983 | 26154.2804 | 26367.7648 | 8677.6469
After Tax Book Income | 95805.2436 | 5293.733 | 24.3359 | 272.8567 | 304.8401 | 7114.2493 | 12543.9174 | 13487.977 | 14098.797 | 14608.5988 | 15140.8057 | 15696.9214 | 16278.5363 | 16983.2033 | 17725.7468 | 18508.8812 | 19335.5029 | 20206.4661 | 20902.957 | 21632.6306 | 22397.8383 | 23209.4474 | 24079.8524
After Tax Cash Flow | 109896.8581 | 4328.7817 | 2582.3631 | 4152.8815 | 4139.1355 | 17258.4336 | 22775.9244 | 17216.4082 | 15932.712 | 15889.3163 | 15814.1462 | 15730.2183 | 15611.3575 | 15512.7003 | 15375.3863 | 15221.7589 | 15024.9112 | 12990.3291 | 10843.8138 | 10468.0905 | 10050.8663 | 16157.9022 | 26830.1937
24. Version # 4 of the Control Budget and Took out the Debt Reserve.
1999-04-14
NPV at 15% 20 years After Tax | 88146.5253
NPV at 15% 20 years Before Tax | 129701.2447
YEAR | Total NPV | Delta | 2000 | 2001 | 2002 | 2003 | 2004 | 2005 | 2006 | 2007 | 2008 | 2009 | 2010 | 2011 | 2012 | 2013 | 2014 | 2015 | 2016 | 2017 | 2018 | 2019 | 2020
Annual Revenues | 482382.658 | -187.5043 | 32035.6993 | 40381.4142 | 40454.7657 | 51741.5822 | 60870.7822 | 62021.7006 | 62655.7024 | 63288.1946 | 63918.516 | 64545.9671 | 65169.8084 | 65947.9221 | 66730.3395 | 67516.6187 | 68306.2872 | 69098.8406 | 69525.8726 | 69932.6074 | 70317.4427 | 70678.6987 | 51702.5589
Annual Expenses | 205617.1612 | -111.2771 | 22258.4439 | 23297.1388 | 23426.9756 | 23551.3655 | 23672.3969 | 23810.0831 | 23955.3438 | 24105.3544 | 24260.2835 | 24420.2524 | 24585.4385 | 24755.9723 | 24932.0402 | 25113.7822 | 25301.3946 | 25498.8485 | 25706.325 | 25920.2022 | 26140.6721 | 26367.9324 | 8677.8024
After Tax Book Income | 95695.4276 | -109.8159 | 27.0584 | 272.2017 | 304.4485 | 7114.1417 | 12543.8929 | 13488.0853 | 14099.0071 | 14608.9181 | 15141.2419 | 15697.4833 | 16279.2329 | 16984.0447 | 17726.7436 | 18510.0451 | 19336.8465 | 20207.9979 | 20904.6867 | 21634.5736 | 22400.0113 | 23203.5426 | 23236.0908
After Tax Cash Flow | 108891.1024 | -1005.7557 | 2585.5554 | 4156.0785 | 4142.3374 | 17266.5077 | 22784.011 | 17259.0113 | 15944.5295 | 15901.0904 | 15825.8455 | 15741.8631 | 15622.9154 | 15524.1907 | 15386.7759 | 15233.0659 | 15036.1009 | 12997.5396 | 10847.0335 | 10471.1733 | 10053.801 | 9592.0455 | 25992.2385
25. Put in the new ICF Capacity Curve.
1999-04-16
NPV at 15% 20 years After Tax | 71475.3024
NPV at 15% 20 years Before Tax | 107633.4729
YEAR | Total NPV | Delta | 2000 | 2001 | 2002 | 2003 | 2004 | 2005 | 2006 | 2007 | 2008 | 2009 | 2010 | 2011 | 2012 | 2013 | 2014 | 2015 | 2016 | 2017 | 2018 | 2019 | 2020
Annual Revenues | 460928.473 | -21454.1851 | 32035.6993 | 40381.4142 | 40454.7657 | 50061.1399 | 57129.5541 | 57370.9671 | 58276.0402 | 59200.0536 | 60143.3293 | 61106.1912 | 62088.9657 | 62774.6541 | 63461.8735 | 64150.0987 | 64838.7715 | 65527.2994 | 66031.1196 | 66522.4642 | 67000.1312 | 67462.8579 | 48597.2626
Annual Expenses | 205613.985 | -3.1762 | 22258.0284 | 23295.9785 | 23425.0121 | 23549.9793 | 23673.3349 | 23810.0831 | 23955.3438 | 24105.3544 | 24260.2835 | 24420.2524 | 24585.4385 | 24755.9723 | 24932.0402 | 25113.7822 | 25301.3946 | 25498.8485 | 25706.325 | 25920.2022 | 26140.6721 | 26367.9324 | 8677.8024
After Tax Book Income | 86623.1799 | -9072.2478 | 319.3825 | 796.2498 | 869.5823 | 6708.0018 | 10908.5606 | 11282.6615 | 12016.7358 | 12664.0784 | 13349.2513 | 14074.9843 | 14844.1869 | 15468.4155 | 16125.1111 | 16816.5864 | 17545.3047 | 18311.6481 | 19007.3647 | 19738.6808 | 20508.1541 | 21318.5476 | 21361.0207
After Tax Cash Flow | 101861.0457 | -7030.0567 | 2585.6565 | 4156.3608 | 4142.8151 | 16238.0859 | 20491.9343 | 16349.7253 | 14671.262 | 14713.3664 | 14726.3581 | 14733.1033 | 14707.1345 | 14606.3379 | 14468.821 | 14317.2007 | 14124.7583 | 12093.4151 | 9990.5997 | 9665.5958 | 9302.3516 | 8898.1026 | 24117.1685
26. Changed the MMBTU / Start up fuel per Azim's latest estimates
1999-04-16
NPV at 15% 20 years After Tax | 71475.3024
NPV at 15% 20 years Before Tax | 107633.4729
YEAR | Total NPV | Delta | 2000 | 2001 | 2002 | 2003 | 2004 | 2005 | 2006 | 2007 | 2008 | 2009 | 2010 | 2011 | 2012 | 2013 | 2014 | 2015 | 2016 | 2017 | 2018 | 2019 | 2020
Annual Revenues | 460990.3427 | 61.8697 | 32042.8529 | 40388.5679 | 40461.9193 | 50068.2936 | 57136.7078 | 57378.1207 | 58283.1938 | 59207.2073 | 60150.4829 | 61113.3449 | 62096.1193 | 62781.8077 | 63469.0271 | 64157.2523 | 64845.9251 | 65534.4531 | 66038.2732 | 66529.6178 | 67007.2849 | 67470.0116 | 48604.4162
Annual Expenses | 205675.8547 | 61.8697 | 22265.182 | 23303.1322 | 23432.1657 | 23557.1329 | 23680.4885 | 23817.2367 | 23962.4975 | 24112.508 | 24267.4371 | 24427.406 | 24592.5922 | 24763.1259 | 24939.1939 | 25120.9358 | 25308.5482 | 25506.0022 | 25713.4787 | 25927.3558 | 26147.8257 | 26375.0861 | 8684.956
After Tax Book Income | 86623.1799 | 0 | 319.3825 | 796.2498 | 869.5823 | 6708.0018 | 10908.5606 | 11282.6615 | 12016.7358 | 12664.0784 | 13349.2513 | 14074.9843 | 14844.1869 | 15468.4155 | 16125.1111 | 16816.5864 | 17545.3047 | 18311.6481 | 19007.3647 | 19738.6808 | 20508.1541 | 21318.5476 | 21361.0207
After Tax Cash Flow | 101861.0457 | 0 | 2585.6565 | 4156.3608 | 4142.8151 | 16238.0859 | 20491.9343 | 16349.7253 | 14671.262 | 14713.3664 | 14726.3581 | 14733.1033 | 14707.1345 | 14606.3379 | 14468.821 | 14317.2007 | 14124.7583 | 12093.4151 | 9990.5997 | 9665.5958 | 9302.3516 | 8898.1026 | 24117.1685
27. Capacity has been confirmed at 510. Up from 509.6
1999-04-18
NPV at 15% 20 years After Tax | 71388.2045
NPV at 15% 20 years Before Tax | 107519.7626
YEAR | Total NPV | Delta | 2000 | 2001 | 2002 | 2003 | 2004 | 2005 | 2006 | 2007 | 2008 | 2009 | 2010 | 2011 | 2012 | 2013 | 2014 | 2015 | 2016 | 2017 | 2018 | 2019 | 2020
Annual Revenues | 460819.591 | -170.7517 | 32031.2503 | 40373.7149 | 40447.066 | 50049.6963 | 57115.3645 | 57356.7136 | 58261.4633 | 59185.1467 | 60128.0858 | 61090.6046 | 62073.029 | 62758.4852 | 63445.4729 | 64133.4671 | 64821.91 | 65510.2092 | 66013.8745 | 66505.0704 | 66982.5954 | 67445.1874 | 48586.5276
Annual Expenses | 205615.082 | -60.7727 | 22258.0894 | 23296.01 | 23425.0437 | 23550.0143 | 23673.3756 | 23810.0995 | 23955.3574 | 24105.3649 | 24260.2909 | 24420.2566 | 24585.4395 | 24755.9699 | 24932.0344 | 25113.7727 | 25301.3815 | 25498.8316 | 25706.3042 | 25920.1773 | 26140.6431 | 26367.8992 | 8684.805
After Tax Book Income | 86575.4048 | -47.775 | 318.3016 | 794.364 | 867.637 | 6703.7299 | 10902.6209 | 11276.6386 | 12010.4544 | 12657.5235 | 13342.4066 | 14067.8323 | 14836.7091 | 15460.6669 | 16117.0772 | 16808.2516 | 17536.6522 | 18302.66 | 18998.0653 | 19729.0534 | 20498.1809 | 21308.2093 | 21350.3103
After Tax Cash Flow | 101829.6744 | -31.3713 | 2584.5593 | 4154.4801 | 4140.9343 | 16231.0552 | 20483.2182 | 16355.2968 | 14666.5766 | 14708.6658 | 14721.6495 | 14728.3943 | 14702.4337 | 14601.6801 | 14464.2165 | 14312.6606 | 14120.2946 | 12089.0409 | 9986.3436 | 9661.4731 | 9298.3785 | 8894.2966 | 24106.458
28. PPA Capacity Price
1999-04-18
NPV at 15% 20 years After Tax | 80645.1087
NPV at 15% 20 years Before Tax | 119863.3929
YEAR | Total NPV | Delta | 2000 | 2001 | 2002 | 2003 | 2004 | 2005 | 2006 | 2007 | 2008 | 2009 | 2010 | 2011 | 2012 | 2013 | 2014 | 2015 | 2016 | 2017 | 2018 | 2019 | 2020
Annual Revenues | 472655.6269 | 11836.0359 | 34766.7634 | 45037.9798 | 45111.3328 | 52055.1824 | 57222.0811 | 57463.749 | 58370.1161 | 59295.4495 | 60240.0713 | 61204.3061 | 62188.4806 | 62875.0979 | 63563.2441 | 64252.3932 | 64941.9859 | 65631.4285 | 66135.8682 | 66627.8076 | 67106.0427 | 67569.3084 | 48675.9706
Annual Expenses | 205896.6112 | 281.5292 | 22291.5839 | 23326.1656 | 23451.5121 | 23574.8634 | 23705.9933 | 23845.7856 | 23991.058 | 24141.0805 | 24296.0219 | 24456.0036 | 24621.2028 | 24791.75 | 24967.8319 | 25149.5881 | 25337.2153 | 25534.6844 | 25742.1765 | 25956.0698 | 26176.5563 | 26403.8337 | 8685.5603
After Tax Book Income | 92820.6391 | 6245.2343 | 1708.8946 | 3256.8825 | 3471.1239 | 7852.3682 | 10934.047 | 11306.7532 | 12041.8611 | 12690.298 | 13376.6302 | 14103.5922 | 14874.0985 | 15499.4098 | 16157.2465 | 16849.9255 | 17579.9144 | 18347.6004 | 19044.5622 | 19777.1901 | 20548.0469 | 21359.9006 | 21403.8625
After Tax Cash Flow | 102051.0828 | 221.4084 | 3241.8773 | 5281.8163 | 5269.1679 | 17444.1954 | 16814.5329 | 14924.2148 | 14690.0039 | 14732.1687 | 14745.1928 | 14751.9394 | 14725.9377 | 14624.969 | 14487.239 | 14335.3611 | 14142.6131 | 12110.9123 | 10007.6241 | 9682.0867 | 9318.2439 | 8913.3263 | 24160.0102
29. Broke out the Utilities Cost between Start Up Power and Facilities Cost. I prorated the Brownsville Start Up cost based on Brownsville which caused the cost to go down.
1999-04-19
NPV at 15% 20 years After Tax | 80975.3804
NPV at 15% 20 years Before Tax | 120296.8017
YEAR | Total NPV | Delta | 2000 | 2001 | 2002 | 2003 | 2004 | 2005 | 2006 | 2007 | 2008 | 2009 | 2010 | 2011 | 2012 | 2013 | 2014 | 2015 | 2016 | 2017 | 2018 | 2019 | 2020
Annual Revenues | 472655.6269 | 0 | 34766.7634 | 45037.9798 | 45111.3328 | 52055.1824 | 57222.0811 | 57463.749 | 58370.1161 | 59295.4495 | 60240.0713 | 61204.3061 | 62188.4806 | 62875.0979 | 63563.2441 | 64252.3932 | 64941.9859 | 65631.4285 | 66135.8682 | 66627.8076 | 67106.0427 | 67569.3084 | 48675.9706
Annual Expenses | 205477.602 | -419.0092 | 22296.4037 | 23281.599 | 23405.5846 | 23527.5327 | 23657.3038 | 23795.6354 | 23939.4033 | 24087.8762 | 24241.2214 | 24399.5591 | 24563.065 | 24731.8681 | 24906.1535 | 25086.0594 | 25271.7806 | 25467.2867 | 25672.7569 | 25884.5676 | 26102.909 | 26327.9771 | 8607.4279
After Tax Book Income | 93001.1369 | 180.4978 | 1699.675 | 3272.317 | 3488.0752 | 7870.9641 | 10953.568 | 11327.295 | 12063.4892 | 12713.0826 | 13400.6467 | 14128.9213 | 14900.8269 | 15527.6307 | 16187.06 | 16881.439 | 17613.2434 | 18382.8689 | 19081.9035 | 19816.7476 | 20589.9748 | 21404.3647 | 21451.0411
After Tax Cash Flow | 102167.6926 | 116.6098 | 3240.7048 | 5292.658 | 5280.3407 | 17473.1854 | 16802.8789 | 14941.0292 | 14707.0045 | 14749.3358 | 14762.5039 | 14769.369 | 14743.4574 | 14642.5468 | 14504.8393 | 14352.9443 | 14160.1349 | 12128.3238 | 10024.8711 | 9699.1094 | 9334.9762 | 8929.6953 | 24207.1889
30. New Quantity of fuel in MMBTUs for the Start Up fuel and Version # 5 of the Control Budget which only had a small change in IDC.
1999-04-21
NPV at 15% 20 years After Tax | 80976.2069
NPV at 15% 20 years Before Tax | 120297.8027
YEAR | Total NPV | Delta | 2000 | 2001 | 2002 | 2003 | 2004 | 2005 | 2006 | 2007 | 2008 | 2009 | 2010 | 2011 | 2012 | 2013 | 2014 | 2015 | 2016 | 2017 | 2018 | 2019 | 2020
Annual Revenues | 468949.149 | -3706.4779 | 34331.4019 | 44602.6183 | 44675.9713 | 51619.8209 | 56786.7196 | 57028.3875 | 57934.7546 | 58860.088 | 59804.7098 | 60768.9446 | 61753.1191 | 62439.7364 | 63127.8826 | 63817.0317 | 64506.6244 | 65196.067 | 65700.5067 | 66192.4461 | 66670.6812 | 67133.9469 | 48675.9706
Annual Expenses | 201771.1117 | -3706.4903 | 21861.0401 | 22846.2355 | 22970.2211 | 23092.1693 | 23221.9407 | 23360.2724 | 23504.0404 | 23652.5133 | 23805.8587 | 23964.1964 | 24127.7024 | 24296.5056 | 24470.7911 | 24650.6971 | 24836.4184 | 25031.9246 | 25237.3948 | 25449.2055 | 25667.547 | 25892.615 | 8607.4274
After Tax Book Income | 93001.2892 | 0.15232 | 1699.6863 | 3272.3356 | 3488.0939 | 7870.9828 | 10953.5864 | 11327.3135 | 12063.5076 | 12713.101 | 13400.665 | 14128.9395 | 14900.8451 | 15527.6489 | 16187.0781 | 16881.4571 | 17613.2614 | 18382.8869 | 19081.9215 | 19816.7656 | 20589.9928 | 21404.3827 | 21451.0591
After Tax Cash Flow | 102167.5083 | -0.18434 | 3240.7053 | 5292.6585 | 5280.3411 | 17473.1866 | 16802.7265 | 14941.0047 | 14706.9814 | 14749.3126 | 14762.4807 | 14769.3457 | 14743.4342 | 14642.5235 | 14504.816 | 14352.9209 | 14160.1115 | 12128.3122 | 10024.8712 | 9699.1095 | 9334.9763 | 8929.6954 | 24207.1892
31. Start Date moved to 7/1/99 for 6/1/99
1999-04-21
NPV at 15% 20 years After Tax | 80681.4858
NPV at 15% 20 years Before Tax | 119934.3044
YEAR | Total NPV | Delta | 2000 | 2001 | 2002 | 2003 | 2004 | 2005 | 2006 | 2007 | 2008 | 2009 | 2010 | 2011 | 2012 | 2013 | 2014 | 2015 | 2016 | 2017 | 2018 | 2019 | 2020
Annual Revenues | 466410.803 | -2538.3461 | 32290.0968 | 44601.2742 | 44674.5868 | 50637.2097 | 56785.2508 | 57026.8747 | 57933.1964 | 58858.483 | 59803.0567 | 60767.2419 | 61751.3653 | 62437.9299 | 63126.022 | 63815.1152 | 64504.6504 | 65194.0339 | 65698.4126 | 66190.2891 | 66668.4595 | 67131.6585 | 48675.9706
Annual Expenses | 201607.2043 | -163.9073 | 21688.0337 | 22846.1641 | 22970.0874 | 23092.813 | 23221.0479 | 23359.2495 | 23502.9721 | 23651.3983 | 23804.6955 | 23962.9836 | 24126.4386 | 24295.1891 | 24469.4204 | 24649.2706 | 24834.9345 | 25030.3814 | 25235.7906 | 25447.5385 | 25665.8153 | 25890.8167 | 8605.5473
After Tax Book Income | 92363.4571 | -637.8321 | 1422.1476 | 3286.6796 | 3503.5771 | 7294.7168 | 10953.323 | 11302.686 | 12063.2888 | 12712.879 | 13400.4396 | 14128.7104 | 14900.612 | 15527.4115 | 16186.836 | 16881.2099 | 17613.0088 | 18382.6284 | 19081.6566 | 19816.4939 | 20589.7136 | 21404.0955 | 21448.467
After Tax Cash Flow | 101793.2463 | -374.262 | 2786.2057 | 5292.3489 | 5280.0369 | 16870.943 | 17513.9004 | 14957.3724 | 14706.8293 | 14749.1627 | 14762.3331 | 14769.2007 | 14743.2918 | 14642.3841 | 14504.6798 | 14352.7881 | 14159.9824 | 12128.1871 | 10024.7504 | 9698.9933 | 9334.8651 | 8929.5897 | 24210.8471
32. Added a 2% degredation of Capacity during the Merchant Period and a .07 / kw-mo Marketing Fee.
1999-05-05
NPV at 15% 20 years After Tax | 74278.5467
NPV at 15% 20 years Before Tax | 111575.998
YEAR | Total NPV | Delta | 2000 | 2001 | 2002 | 2003 | 2004 | 2005 | 2006 | 2007 | 2008 | 2009 | 2010 | 2011 | 2012 | 2013 | 2014 | 2015 | 2016 | 2017 | 2018 | 2019 | 2020
Annual Revenues | 459692.0073 | -6718.7956 | 32290.0968 | 44601.2742 | 44674.5868 | 50149.9845 | 55688.8922 | 55926.7678 | 56816.0799 | 57724.011 | 58650.878 | 59596.9999 | 60562.6977 | 61236.8257 | 61912.4894 | 62589.1743 | 63266.3335 | 63943.3864 | 64439.1784 | 64922.7633 | 65392.9625 | 65848.5376 | 47763.6526
Annual Expenses | 202971.3553 | 1364.1509 | 21687.8979 | 22845.7459 | 22969.3647 | 23153.3225 | 23357.4027 | 23510.2053 | 23668.967 | 23832.8834 | 24002.1356 | 24176.8572 | 24357.2387 | 24543.4237 | 24735.6123 | 24933.9586 | 25138.6735 | 25353.743 | 25579.3634 | 25811.9289 | 26051.6477 | 26298.7345 | 9386.5585
After Tax Book Income | 89053.5643 | -3309.8928 | 1517.7288 | 3485.3365 | 3717.8091 | 7194.3687 | 10447.3427 | 10781.1703 | 11517.259 | 12140.8291 | 12800.7552 | 13499.6601 | 14240.3381 | 14837.7589 | 15466.0165 | 16127.3048 | 16823.9589 | 17556.2229 | 18217.7459 | 18912.7311 | 19643.5777 | 20412.8774 | 20425.9846
After Tax Cash Flow | 99051.6295 | -2741.6168 | 2786.2388 | 5292.4506 | 5280.2127 | 16535.4555 | 16825.0936 | 14544.0569 | 14290.4752 | 14330.3009 | 14341.5565 | 14347.1694 | 14320.7394 | 14221.4191 | 14086.1972 | 13937.7687 | 13749.4999 | 11723.4155 | 9627.7236 | 9311.1088 | 8957.6431 | 8564.6822 | 23188.3647
33. Modified the Kaiser Curve with their $1998
1999-05-05
NPV at 15% 20 years After Tax | 68450.1805
NPV at 15% 20 years Before Tax | 103994.8403
YEAR | Total NPV | Delta | 2000 | 2001 | 2002 | 2003 | 2004 | 2005 | 2006 | 2007 | 2008 | 2009 | 2010 | 2011 | 2012 | 2013 | 2014 | 2015 | 2016 | 2017 | 2018 | 2019 | 2020
Annual Revenues | 452357.446 | -7334.5613 | 32290.0968 | 44601.2742 | 44674.5868 | 49471.0103 | 54593.9307 | 55097.2424 | 55597.2127 | 56745.3139 | 57256.1687 | 58454.0385 | 58975.2492 | 60224.6914 | 60755.6246 | 61279.806 | 61796.3527 | 62304.3348 | 62802.7736 | 63290.6392 | 63766.8488 | 64230.2638 | 46155.1526
Annual Expenses | 202970.1824 | -1.1729 | 21687.7745 | 22845.366 | 22968.7083 | 23152.9511 | 23357.4027 | 23510.2053 | 23668.967 | 23832.8834 | 24002.1356 | 24176.8572 | 24357.2387 | 24543.4237 | 24735.6123 | 24933.9586 | 25138.6735 | 25353.743 | 25579.3634 | 25811.9289 | 26051.6477 | 26298.7345 | 9386.5585
After Tax Book Income | 86068.8858 | -2984.6784 | 1604.541 | 3665.7678 | 3912.3865 | 6993.8617 | 9999.2157 | 10489.4688 | 10991.3659 | 11753.5046 | 12159.8441 | 13000.2457 | 13465.9761 | 14395.2287 | 14930.2682 | 15490.4169 | 16077.4003 | 16690.8058 | 17332.5907 | 18007.168 | 18716.8933 | 19464.3111 | 19454.7245
After Tax Cash Flow | 96543.4434 | -2508.1861 | 2786.2688 | 5292.543 | 5280.3724 | 16119.8113 | 16280.8642 | 14233.3954 | 13899.8421 | 13992.9891 | 13921.0639 | 13985.1079 | 13872.5134 | 13900.9901 | 13740.2105 | 13566.8247 | 13354.4056 | 11305.2083 | 9224.4963 | 8924.3155 | 8588.8259 | 8215.4766 | 22217.1046
34. Adjusted the Start Up Fuel MMBTU's
1999-05-05
NPV at 15% 20 years After Tax | 68450.1805
NPV at 15% 20 years Before Tax | 103994.8403
YEAR | Total NPV | Delta | 2000 | 2001 | 2002 | 2003 | 2004 | 2005 | 2006 | 2007 | 2008 | 2009 | 2010 | 2011 | 2012 | 2013 | 2014 | 2015 | 2016 | 2017 | 2018 | 2019 | 2020
Annual Revenues | 452414.4936 | 57.0477 | 32296.6929 | 44607.8703 | 44681.1829 | 49477.6064 | 54600.5268 | 55103.8385 | 55603.8088 | 56751.91 | 57262.7648 | 58460.6346 | 58981.8453 | 60231.2875 | 60762.2207 | 61286.4021 | 61802.9488 | 62310.9309 | 62809.3697 | 63297.2353 | 63773.4449 | 64236.8599 | 46161.7487
Annual Expenses | 203027.23 | 57.0477 | 21694.3706 | 22851.9621 | 22975.3044 | 23159.5472 | 23363.9988 | 23516.8014 | 23675.5631 | 23839.4795 | 24008.7317 | 24183.4533 | 24363.8348 | 24550.0198 | 24742.2084 | 24940.5547 | 25145.2696 | 25360.3391 | 25585.9595 | 25818.525 | 26058.2438 | 26305.3306 | 9393.1546
After Tax Book Income | 86068.8858 | 0 | 1604.541 | 3665.7678 | 3912.3865 | 6993.8617 | 9999.2157 | 10489.4688 | 10991.3659 | 11753.5046 | 12159.8441 | 13000.2457 | 13465.9761 | 14395.2287 | 14930.2682 | 15490.4169 | 16077.4003 | 16690.8058 | 17332.5907 | 18007.168 | 18716.8933 | 19464.3111 | 19454.7245
After Tax Cash Flow | 96543.4434 | 0 | 2786.2688 | 5292.543 | 5280.3724 | 16119.8113 | 16280.8642 | 14233.3954 | 13899.8421 | 13992.9891 | 13921.0639 | 13985.1079 | 13872.5134 | 13900.9901 | 13740.2105 | 13566.8247 | 13354.4056 | 11305.2083 | 9224.4963 | 8924.3155 | 8588.8259 | 8215.4766 | 22217.1046
35. Control Budget Version # 7
1999-05-05
NPV at 15% 20 years After Tax | 68406.9034
NPV at 15% 20 years Before Tax | 103960.4304
YEAR | Total NPV | Delta | 2000 | 2001 | 2002 | 2003 | 2004 | 2005 | 2006 | 2007 | 2008 | 2009 | 2010 | 2011 | 2012 | 2013 | 2014 | 2015 | 2016 | 2017 | 2018 | 2019 | 2020
Annual Revenues | 452414.4936 | 0 | 32296.6929 | 44607.8703 | 44681.1829 | 49477.6064 | 54600.5268 | 55103.8385 | 55603.8088 | 56751.91 | 57262.7648 | 58460.6346 | 58981.8453 | 60231.2875 | 60762.2207 | 61286.4021 | 61802.9488 | 62310.9309 | 62809.3697 | 63297.2353 | 63773.4449 | 64236.8599 | 46161.7487
Annual Expenses | 203033.1656 | 5.9356 | 21694.9705 | 22852.584 | 22975.9482 | 23160.2129 | 23364.7352 | 23517.5516 | 23676.3068 | 23840.2168 | 24009.4625 | 24184.1777 | 24364.5527 | 24550.7312 | 24742.9134 | 24941.2533 | 25145.9617 | 25361.0265 | 25586.6442 | 25819.2069 | 26058.9229 | 26306.0069 | 9393.8282
After Tax Book Income | 86097.3036 | 28.4177 | 1609.3974 | 3675.8146 | 3922.4093 | 7003.859 | 10009.1675 | 10493.6111 | 10989.7104 | 11751.8478 | 12158.1856 | 12998.5852 | 13464.3134 | 14393.5633 | 14928.5998 | 15488.745 | 16075.7243 | 16689.1243 | 17330.9019 | 18005.4713 | 18715.1879 | 19462.5963 | 19452.9994
After Tax Cash Flow | 96532.3156 | -11.1278 | 2786.6524 | 5292.3918 | 5280.2158 | 16119.4035 | 16257.2338 | 14231.0931 | 13901.3695 | 13994.5244 | 13922.6013 | 13986.6536 | 13874.0616 | 13902.547 | 13741.7705 | 13568.3939 | 13355.9785 | 11305.9104 | 9224.3276 | 8924.1539 | 8588.6719 | 8215.3307 | 22216.6979
36. Put in the Major Maintenance Schedule
1999-05-05
NPV at 15% 20 years After Tax | 68412.669
NPV at 15% 20 years Before Tax | 103968.1981
YEAR | Total NPV | Delta | 2000 | 2001 | 2002 | 2003 | 2004 | 2005 | 2006 | 2007 | 2008 | 2009 | 2010 | 2011 | 2012 | 2013 | 2014 | 2015 | 2016 | 2017 | 2018 | 2019 | 2020
Annual Revenues | 460539.8707 | 8125.377 | 33056.4621 | 45390.4325 | 45487.222 | 50307.8268 | 55455.6537 | 55984.6192 | 56511.013 | 57686.3303 | 58225.2177 | 59451.9611 | 60002.9115 | 61282.9858 | 61845.4699 | 62402.1488 | 62952.1679 | 63494.6265 | 64028.5762 | 64553.018 | 65066.9011 | 65569.1198 | 47533.9764
Annual Expenses | 211151.1973 | 8118.0317 | 22453.4044 | 23633.8267 | 23780.6847 | 23988.4905 | 24219.2894 | 24397.8421 | 24583.0207 | 24774.1469 | 24971.4251 | 25175.0139 | 25385.1288 | 25601.9393 | 25825.6724 | 26056.5097 | 26294.6906 | 26544.232 | 26805.3605 | 27074.4994 | 27351.8889 | 27637.7766 | 10765.5788
After Tax Book Income | 86100.9737 | 3.6701 | 1610.0941 | 3676.4312 | 3923.0487 | 7004.9197 | 10009.4291 | 10493.827 | 10989.9293 | 11752.0698 | 12158.4111 | 12998.8145 | 13464.5466 | 14393.8008 | 14928.842 | 15488.9923 | 16075.9771 | 16689.383 | 17331.1669 | 18005.7432 | 18715.4672 | 19462.8836 | 19453.2875
After Tax Cash Flow | 96533.4668 | 1.1512 | 2786.9773 | 5292.7128 | 5280.5326 | 16120.5934 | 16255.3682 | 14231.2472 | 13901.5216 | 13994.6743 | 13922.7489 | 13986.7987 | 13874.204 | 13902.6865 | 13741.9068 | 13568.5268 | 13356.1077 | 11306.0356 | 9224.4485 | 8924.2702 | 8588.7831 | 8215.4365 | 22216.986
37. Moved the Start Date to June making 7 months of operations in Yr. 1
1999-05-05
NPV at 15% 20 years After Tax | 68676.4604
NPV at 15% 20 years Before Tax | 104297.7256
YEAR | Total NPV | Delta | 2000 | 2001 | 2002 | 2003 | 2004 | 2005 | 2006 | 2007 | 2008 | 2009 | 2010 | 2011 | 2012 | 2013 | 2014 | 2015 | 2016 | 2017 | 2018 | 2019 | 2020
Annual Revenues | 462924.9161 | 2385.0454 | 35096.4621 | 45390.4325 | 45487.222 | 51084.5318 | 55455.6537 | 55984.6192 | 56511.013 | 57686.3303 | 58225.2177 | 59451.9611 | 60002.9115 | 61282.9858 | 61845.4699 | 62402.1488 | 62952.1679 | 63494.6265 | 64028.5762 | 64553.018 | 65066.9011 | 65569.1198 | 47533.9764
Annual Expenses | 211315.4193 | 164.2219 | 22626.399 | 23633.8267 | 23780.6847 | 23998.6721 | 24219.2894 | 24397.8421 | 24583.0207 | 24774.1469 | 24971.4251 | 25175.0139 | 25385.1288 | 25601.9393 | 25825.6724 | 26056.5097 | 26294.6906 | 26544.232 | 26805.3605 | 27074.4994 | 27351.8889 | 27637.7766 | 10765.5788
After Tax Book Income | 86683.0684 | 582.0947 | 1918.7118 | 3664.7648 | 3910.4781 | 7454.2245 | 10009.4291 | 10517.2725 | 10989.9293 | 11752.0698 | 12158.4111 | 12998.8145 | 13464.5466 | 14393.8008 | 14928.842 | 15488.9923 | 16075.9771 | 16689.383 | 17331.1669 | 18005.7432 | 18715.4672 | 19462.8836 | 19457.0148
After Tax Cash Flow | 96853.9427 | 320.4759 | 3241.1623 | 5292.7128 | 5280.5326 | 16590.089 | 15605.0548 | 14215.3794 | 13901.5216 | 13994.6743 | 13922.7489 | 13986.7987 | 13874.204 | 13902.6865 | 13741.9068 | 13568.5268 | 13356.1077 | 11306.0356 | 9224.4485 | 8924.2702 | 8588.7831 | 8215.4365 | 22214.4633
38. Included the Energy Margin on 2% of the capacity during the merchant period
1999-05-06
NPV at 15% 20 years After Tax | 65262.1296
NPV at 15% 20 years Before Tax | 99832.3785
YEAR | Total NPV | Delta | 2000 | 2001 | 2002 | 2003 | 2004 | 2005 | 2006 | 2007 | 2008 | 2009 | 2010 | 2011 | 2012 | 2013 | 2014 | 2015 | 2016 | 2017 | 2018 | 2019 | 2020
Annual Revenues | 458574.1248 | -4350.7913 | 35096.4621 | 45390.4325 | 45487.222 | 50736.4109 | 54775.3756 | 55295.8667 | 55813.9007 | 56967.9448 | 57498.3545 | 58702.9322 | 59245.3038 | 60502.29 | 61056.1132 | 61604.325 | 62146.0901 | 62680.5285 | 63206.7129 | 63723.667 | 64230.3635 | 64725.7218 | 46684.0699
Annual Expenses | 211314.6567 | -0.76255 | 22626.3143 | 23633.5902 | 23780.2846 | 23998.3945 | 24219.2894 | 24397.8421 | 24583.0207 | 24774.1469 | 24971.4251 | 25175.0139 | 25385.1288 | 25601.9393 | 25825.6724 | 26056.5097 | 26294.6906 | 26544.232 | 26805.3605 | 27074.4994 | 27351.8889 | 27637.7766 | 10765.5788
After Tax Book Income | 84895.1748 | -1787.8937 | 1978.2784 | 3771.5495 | 4025.6348 | 7368.0217 | 9725.7608 | 10225.673 | 10690.0809 | 11435.7595 | 11832.6698 | 12654.8702 | 13109.795 | 14018.867 | 14541.4975 | 15088.6144 | 15661.8993 | 16260.8916 | 16887.4972 | 17546.0753 | 18238.9222 | 18968.518 | 18943.8161
After Tax Cash Flow | 95386.4519 | -1467.4909 | 3241.1828 | 5292.7703 | 5280.63 | 16377.035 | 15248.1884 | 13990.8723 | 13677.4769 | 13768.7412 | 13698.0061 | 13760.7991 | 13650.2641 | 13678.2646 | 13520.5795 | 13350.8344 | 13142.6318 | 11097.4024 | 9021.3317 | 8727.3946 | 8398.9283 | 8033.4405 | 21701.2646
39. Reduced the Maj. Main in the Block Payment to 1/3 of the expense as 2/3's are included by Kaiser in the Capacity Price.
1999-05-06
NPV at 15% 20 years After Tax | 55671.2784
NPV at 15% 20 years Before Tax | 87375.2426
YEAR | Total NPV | Delta | 2000 | 2001 | 2002 | 2003 | 2004 | 2005 | 2006 | 2007 | 2008 | 2009 | 2010 | 2011 | 2012 | 2013 | 2014 | 2015 | 2016 | 2017 | 2018 | 2019 | 2020
Annual Revenues | 444783.546 | -13790.5787 | 34929.6224 | 45223.5928 | 45320.3823 | 49554.6781 | 52833.7336 | 53300.9807 | 53764.1733 | 54861.7307 | 55333.9592 | 56478.6102 | 56959.2574 | 58152.6673 | 58641.0071 | 59121.7709 | 59594.0646 | 60056.9474 | 60509.4295 | 60950.4703 | 61378.9762 | 61793.798 | 43669.1936
Annual Expenses | 209621.4619 | -1693.1948 | 22458.7295 | 23465.5768 | 23611.809 | 23908.0238 | 24034.6782 | 24212.713 | 24397.3581 | 24587.9347 | 24784.647 | 24987.6528 | 25197.1672 | 25413.3592 | 25636.4553 | 25866.6365 | 26104.1415 | 26352.9868 | 26613.3984 | 26881.7987 | 27158.4276 | 27443.5318 | 9212.9221
After Tax Book Income | 80003.1163 | -4892.0584 | 2146.6213 | 4073.113 | 4350.8354 | 7058.4222 | 9021.335 | 9484.4002 | 9909.599 | 10613.5349 | 10965.9845 | 11740.8073 | 12145.2234 | 13000.4249 | 13465.5747 | 13951.3326 | 14459.0918 | 14988.0803 | 15539.869 | 16118.4556 | 16725.7465 | 17363.8019 | 18060.8845
After Tax Cash Flow | 91297.645 | -4088.8069 | 3240.8572 | 5293.0558 | 5281.0279 | 15708.5757 | 14320.1703 | 13384.0876 | 13063.9653 | 13149.2194 | 13073.2859 | 13131.7959 | 13018.0066 | 13043.9048 | 12885.4042 | 12716.2766 | 12510.2844 | 10469.0319 | 8398.8936 | 8113.05 | 7795.0618 | 7442.6796 | 20818.3329
40. Control Budget Version #8
1999-05-06
NPV at 15% 20 years After Tax | 55529.6277
NPV at 15% 20 years Before Tax | 87188.1754
YEAR | Total NPV | Delta | 2000 | 2001 | 2002 | 2003 | 2004 | 2005 | 2006 | 2007 | 2008 | 2009 | 2010 | 2011 | 2012 | 2013 | 2014 | 2015 | 2016 | 2017 | 2018 | 2019 | 2020
Annual Revenues | 444783.546 | 0 | 34929.6224 | 45223.5928 | 45320.3823 | 49554.6781 | 52833.7336 | 53300.9807 | 53764.1733 | 54861.7307 | 55333.9592 | 56478.6102 | 56959.2574 | 58152.6673 | 58641.0071 | 59121.7709 | 59594.0646 | 60056.9474 | 60509.4295 | 60950.4703 | 61378.9762 | 61793.798 | 43669.1936
Annual Expenses | 209622.3306 | 0.86868 | 22459.0917 | 23465.8897 | 23612.0725 | 23908.238 | 24034.6909 | 24212.692 | 24397.3383 | 24587.9161 | 24784.6296 | 24987.6366 | 25197.1522 | 25413.3454 | 25636.4428 | 25866.6252 | 26104.1314 | 26352.9776 | 26613.3896 | 26881.7905 | 27158.4199 | 27443.5246 | 9212.9155
After Tax Book Income | 79917.6734 | -85.443 | 2132.6502 | 4049.3371 | 4327.0797 | 7034.6878 | 8997.7184 | 9474.719 | 9909.8568 | 10613.7922 | 10966.2412 | 11741.0635 | 12145.4791 | 13000.68 | 13465.8292 | 13951.5866 | 14459.3451 | 14988.3333 | 15540.1218 | 16118.7081 | 16725.9988 | 17364.0541 | 18061.1365
After Tax Cash Flow | 91344.7828 | 47.1378 | 3240.7691 | 5292.9797 | 5280.9638 | 15708.4445 | 14392.4956 | 13390.472 | 13063.6407 | 13148.8939 | 13072.9605 | 13131.4696 | 13017.6805 | 13043.5778 | 12885.0774 | 12715.9489 | 12509.9569 | 10468.8692 | 8398.8957 | 8113.052 | 7795.0636 | 7442.6812 | 20818.337
41. Moved the Start Date to 5/30/20
1999-05-13
NPV at 15% 20 years After Tax | 54193.8384
NPV at 15% 20 years Before Tax | 84948.3275
YEAR | Total NPV | Delta | 2000 | 2001 | 2002 | 2003 | 2004 | 2005 | 2006 | 2007 | 2008 | 2009 | 2010 | 2011 | 2012 | 2013 | 2014 | 2015 | 2016 | 2017 | 2018 | 2019 | 2020
Annual Revenues | 442396.0584 | -2387.4877 | 34929.6224 | 45223.5928 | 45320.3823 | 49554.6781 | 52833.7336 | 53300.9807 | 53764.1733 | 54861.7307 | 55333.9592 | 56478.6102 | 56959.2574 | 58152.6673 | 58641.0071 | 59121.7709 | 59594.0646 | 60056.9474 | 60509.4295 | 60950.4703 | 61378.9762 | 61793.798 | 26001.1881
Annual Expenses | 210320.3995 | 698.0689 | 22459.0917 | 23465.8897 | 23612.0725 | 23908.238 | 24034.6909 | 24212.692 | 24397.3383 | 24587.9161 | 24784.6296 | 24987.6366 | 25197.1522 | 25413.3454 | 25636.4428 | 25866.6252 | 26104.1314 | 26352.9776 | 26613.3896 | 26881.7905 | 27158.4199 | 27443.5246 | 14378.7999
After Tax Book Income | 78054.5227 | -1863.1507 | 2132.6502 | 4049.3371 | 4327.0797 | 7034.6878 | 8997.7184 | 9474.719 | 9909.8568 | 10613.7922 | 10966.2412 | 11741.0635 | 12145.4791 | 13000.68 | 13465.8292 | 13951.5866 | 14459.3451 | 14988.3333 | 15540.1218 | 16118.7081 | 16725.9988 | 17364.0541 | 4273.3558
After Tax Cash Flow | 89481.6321 | -1863.1507 | 3240.7691 | 5292.9797 | 5280.9638 | 15708.4445 | 14392.4956 | 13390.472 | 13063.6407 | 13148.8939 | 13072.9605 | 13131.4696 | 13017.6805 | 13043.5778 | 12885.0774 | 12715.9489 | 12509.9569 | 10468.8692 | 8398.8957 | 8113.052 | 7795.0636 | 7442.6812 | 7030.5563
42. Control Budget Version # 9
1999-05-18
NPV at 15% 20 years After Tax | 54153.5583
NPV at 15% 20 years Before Tax | 84937.9643
YEAR | Total NPV | Delta | 2000 | 2001 | 2002 | 2003 | 2004 | 2005 | 2006 | 2007 | 2008 | 2009 | 2010 | 2011 | 2012 | 2013 | 2014 | 2015 | 2016 | 2017 | 2018 | 2019 | 2020
Annual Revenues | 442396.0584 | 0 | 34929.6224 | 45223.5928 | 45320.3823 | 49554.6781 | 52833.7336 | 53300.9807 | 53764.1733 | 54861.7307 | 55333.9592 | 56478.6102 | 56959.2574 | 58152.6673 | 58641.0071 | 59121.7709 | 59594.0646 | 60056.9474 | 60509.4295 | 60950.4703 | 61378.9762 | 61793.798 | 26001.1881
Annual Expenses | 210326.886 | 6.4865 | 22459.8417 | 23466.6397 | 23612.8225 | 23908.988 | 24035.4409 | 24213.442 | 24398.0883 | 24588.6661 | 24785.3796 | 24988.3866 | 25197.9022 | 25414.0954 | 25637.1928 | 25867.3752 | 26104.8814 | 26353.7276 | 26614.1396 | 26882.5405 | 27159.1699 | 27444.2746 | 14379.5499
After Tax Book Income | 78194.4261 | 139.9034 | 2161.8268 | 4099.6591 | 4377.3874 | 7084.9802 | 9048.0069 | 9490.2148 | 9900.4991 | 10604.4296 | 10956.8734 | 11731.69 | 12136.0994 | 12991.2938 | 13456.4358 | 13942.1854 | 14449.9356 | 14978.9147 | 15530.6935 | 16109.2693 | 16716.5487 | 17354.5917 | 4263.8801
After Tax Cash Flow | 89451.6616 | -29.9705 | 3241.3366 | 5292.7972 | 5280.7814 | 15707.9852 | 14284.8212 | 13386.0999 | 13075.4177 | 13160.6945 | 13084.7443 | 13143.2776 | 13029.4723 | 13055.3945 | 12896.8785 | 12727.7756 | 12521.7689 | 10474.6825 | 8398.7108 | 8112.8741 | 7794.8934 | 7442.5193 | 7030.1034
43. Revisisted the Sales and Use Tax on Fuel. All fuel exept for 3% of the to cost of production is exempted.
1999-05-19
NPV at 15% 20 years After Tax | 54150.6964
NPV at 15% 20 years Before Tax | 84934.0967
YEAR | Total NPV | Delta | 2000 | 2001 | 2002 | 2003 | 2004 | 2005 | 2006 | 2007 | 2008 | 2009 | 2010 | 2011 | 2012 | 2013 | 2014 | 2015 | 2016 | 2017 | 2018 | 2019 | 2020
Annual Revenues | 435521.5262 | -6874.5322 | 34109.1146 | 44408.7316 | 44505.8148 | 48746.6569 | 52037.3083 | 52504.4694 | 52967.7098 | 54065.6346 | 54538.2415 | 55683.2823 | 56164.3308 | 57358.1543 | 57846.9199 | 58328.1223 | 58800.8679 | 59264.216 | 59717.1775 | 60158.712 | 60587.7264 | 61003.0719 | 25677.6376
Annual Expenses | 203456.0834 | -6870.8026 | 21639.4039 | 22651.9553 | 22798.5386 | 23101.3573 | 23239.7378 | 23417.6946 | 23602.3446 | 23793.2456 | 23990.2933 | 24193.6459 | 24403.5187 | 24620.0812 | 24843.5603 | 25074.1371 | 25312.0509 | 25561.3309 | 25822.2034 | 26091.0791 | 26368.198 | 26653.8076 | 14056.2395
After Tax Book Income | 78192.7378 | -1.6883 | 2161.8387 | 4099.6469 | 4377.3118 | 7084.8373 | 9047.6637 | 9489.8399 | 9900.1433 | 10604.0931 | 10956.5564 | 11731.3927 | 12135.8222 | 12991.0369 | 13456.1997 | 13941.9704 | 14449.742 | 14978.7354 | 15530.5211 | 16109.1038 | 16716.39 | 17354.4399 | 4263.7352
After Tax Cash Flow | 89450.6509 | -1.0107 | 3241.3196 | 5292.7543 | 5280.7124 | 15707.746 | 14284.7592 | 13385.8856 | 13075.2176 | 13160.5084 | 13084.5721 | 13143.1191 | 13029.3273 | 13055.2627 | 12896.7598 | 12727.6697 | 12521.6756 | 10474.5988 | 8398.634 | 8112.8044 | 7794.8306 | 7442.4635 | 7029.9585
44. Alternative Financing Plan. Debt Financing Assumptions
1999-05-19
NPV at 15% 20 years After Tax | 43183.3725
NPV at 15% 20 years Before Tax | 76748.438
YEAR | Total NPV | Delta | 2000 | 2001 | 2002 | 2003 | 2004 | 2005 | 2006 | 2007 | 2008 | 2009 | 2010 | 2011 | 2012 | 2013 | 2014 | 2015 | 2016 | 2017 | 2018 | 2019 | 2020
Annual Revenues | 435521.5262 | 0 | 34109.1146 | 44408.7316 | 44505.8148 | 48746.6569 | 52037.3083 | 52504.4694 | 52967.7098 | 54065.6346 | 54538.2415 | 55683.2823 | 56164.3308 | 57358.1543 | 57846.9199 | 58328.1223 | 58800.8679 | 59264.216 | 59717.1775 | 60158.712 | 60587.7264 | 61003.0719 | 25677.6376
Annual Expenses | 203461.9541 | 5.8707 | 21642.2797 | 22654.0024 | 22799.9143 | 23102.1347 | 23239.7378 | 23417.6946 | 23602.3446 | 23793.2456 | 23990.2933 | 24193.6459 | 24403.5187 | 24620.0812 | 24843.5603 | 25074.1371 | 25312.0509 | 25561.3309 | 25822.2034 | 26091.0791 | 26368.198 | 26653.8076 | 14056.2395
After Tax Book Income | 82541.6646 | 4348.9268 | 138.4613 | 4682.711 | 4849.6971 | 7505.8013 | 9768.9302 | 10313.7843 | 10811.3023 | 11618.0812 | 12043.563 | 13034.0277 | 13733.1064 | 14451.6544 | 14772.4034 | 15084.2996 | 15386.659 | 15676.4807 | 15953.0308 | 16378.4095 | 16855.4749 | 17415.4966 | 4263.7352
After Tax Cash Flow | 88451.403 | -999.2479 | -1499.6482 | 8025.9631 | 6503.4149 | 9154.6133 | 13059.9317 | 12217.6612 | 11681.7401 | 12494.6891 | 9308.9008 | 7844.7255 | 17550.3841 | 17616.8422 | 17931.4211 | 18249.4874 | 18545.6767 | 17015.3263 | 12180.4041 | 11289.2628 | 9791.5483 | 9035.0499 | 7029.9585
45. Exemption of the Franchise Tax
1999-05-20
NPV at 15% 20 years After Tax | 44365.8656
NPV at 15% 20 years Before Tax | 78562.5863
YEAR | Total NPV | Delta | 2000 | 2001 | 2002 | 2003 | 2004 | 2005 | 2006 | 2007 | 2008 | 2009 | 2010 | 2011 | 2012 | 2013 | 2014 | 2015 | 2016 | 2017 | 2018 | 2019 | 2020
Annual Revenues | 435521.5262 | 0 | 34109.1146 | 44408.7316 | 44505.8148 | 48746.6569 | 52037.3083 | 52504.4694 | 52967.7098 | 54065.6346 | 54538.2415 | 55683.2823 | 56164.3308 | 57358.1543 | 57846.9199 | 58328.1223 | 58800.8679 | 59264.216 | 59717.1775 | 60158.712 | 60587.7264 | 61003.0719 | 25677.6376
Annual Expenses | 201568.9788 | -1892.9753 | 21319.9992 | 22349.0301 | 22512.4876 | 22836.0285 | 22990.8781 | 23183.1686 | 23381.3642 | 23585.8238 | 23796.4172 | 24013.3284 | 24236.7469 | 24466.868 | 24703.8927 | 24948.0282 | 25199.4877 | 25458.491 | 25725.2644 | 26000.041 | 26283.0609 | 26574.5714 | 13982.8124
After Tax Book Income | 83684.6993 | 1143.0347 | 333.0638 | 4866.8623 | 5023.2539 | 7666.4841 | 9919.199 | 10455.3981 | 10944.7369 | 11743.3287 | 12160.6312 | 13142.9087 | 13833.8081 | 14544.1691 | 14856.7388 | 15160.4479 | 15454.628 | 15738.5785 | 16011.5655 | 16433.381 | 16906.8833 | 17463.3417 | 4308.0727
After Tax Cash Flow | 89680.0756 | 1228.6726 | -1173.3392 | 8334.7475 | 6794.4345 | 9424.0458 | 12727.6485 | 12359.275 | 11815.1746 | 12619.9365 | 9425.969 | 7953.6066 | 17651.0859 | 17709.3569 | 18015.7565 | 18325.6357 | 18613.6457 | 17077.4241 | 12238.9388 | 11344.2343 | 9842.9566 | 9082.895 | 7074.296
46. Changed the excalation on the $.07 Marketing Fee. Escalated from 2003
1999-05-20
NPV at 15% 20 years After Tax | 44560.2297
NPV at 15% 20 years Before Tax | 78886.988
YEAR | Total NPV | Delta | 2000 | 2001 | 2002 | 2003 | 2004 | 2005 | 2006 | 2007 | 2008 | 2009 | 2010 | 2011 | 2012 | 2013 | 2014 | 2015 | 2016 | 2017 | 2018 | 2019 | 2020
Annual Revenues | 435520.8592 | -0.66694 | 34109.1146 | 44408.7316 | 44505.8148 | 48746.6015 | 52037.2106 | 52504.3687 | 52967.6062 | 54065.5278 | 54538.1316 | 55683.169 | 56164.2142 | 57358.0341 | 57846.7961 | 58327.9949 | 58800.7366 | 59264.0808 | 59717.0382 | 60158.5686 | 60587.5786 | 61002.9197 | 25677.5723
Annual Expenses | 201197.7904 | -371.1884 | 21319.9992 | 22349.0301 | 22512.4876 | 22805.2358 | 22936.507 | 23127.1663 | 23323.6819 | 23526.4111 | 23735.2221 | 23950.2974 | 24171.825 | 24399.9984 | 24635.017 | 24877.0862 | 25126.4175 | 25383.2287 | 25647.7442 | 25920.1952 | 26200.8198 | 26489.863 | 13946.4584
After Tax Book Income | 83908.4311 | 223.7318 | 333.0638 | 4866.8623 | 5023.2539 | 7685.0442 | 9951.9709 | 10489.1532 | 10979.5046 | 11779.1394 | 12197.5163 | 13180.9003 | 13872.9395 | 14584.4744 | 14898.2532 | 15203.2078 | 15498.6707 | 15783.9425 | 16058.2903 | 16481.5076 | 16956.4537 | 17514.3992 | 4329.9848
After Tax Cash Flow | 89904.5874 | 224.5118 | -1173.3392 | 8334.7475 | 6794.4345 | 9455.1674 | 12747.859 | 12393.0301 | 11849.9423 | 12655.7472 | 9462.854 | 7991.5982 | 17690.2172 | 17749.6622 | 18057.2709 | 18368.3956 | 18657.6884 | 17122.788 | 12285.6636 | 11392.3609 | 9892.527 | 9133.9525 | 7096.2081
47. Control Budget Version # 10
1999-05-26
NPV at 15% 20 years After Tax | 44560.9134
NPV at 15% 20 years Before Tax | 78887.815
YEAR | Total NPV | Delta | 2000 | 2001 | 2002 | 2003 | 2004 | 2005 | 2006 | 2007 | 2008 | 2009 | 2010 | 2011 | 2012 | 2013 | 2014 | 2015 | 2016 | 2017 | 2018 | 2019 | 2020
Annual Revenues | 435520.8589 | -0.00036932 | 34109.1146 | 44408.7316 | 44505.8148 | 48746.6015 | 52037.2106 | 52504.3687 | 52967.6061 | 54065.5278 | 54538.1315 | 55683.169 | 56164.2141 | 57358.0341 | 57846.7961 | 58327.9948 | 58800.7365 | 59264.0807 | 59717.0381 | 60158.5685 | 60587.5786 | 61002.9197 | 25677.5723
Annual Expenses | 201197.79 | -0.00036932 | 21319.9992 | 22349.03 | 22512.4875 | 22805.2358 | 22936.507 | 23127.1663 | 23323.6819 | 23526.411 | 23735.222 | 23950.2974 | 24171.8249 | 24399.9984 | 24635.017 | 24877.0862 | 25126.4174 | 25383.2286 | 25647.7442 | 25920.1952 | 26200.8197 | 26489.863 | 13946.4583
After Tax Book Income | 83908.5535 | 0.12236 | 333.0724 | 4866.8771 | 5023.2687 | 7685.059 | 9951.9857 | 10489.168 | 10979.5194 | 11779.1542 | 12197.5311 | 13180.9151 | 13872.9543 | 14584.4892 | 14898.268 | 15203.2226 | 15498.6855 | 15783.9573 | 16058.3051 | 16481.5224 | 16956.4685 | 17514.414 | 4329.9996
After Tax Cash Flow | 89904.4313 | -0.15605 | -1173.3392 | 8334.7475 | 6794.4345 | 9455.1674 | 12747.7332 | 12393.0093 | 11849.9226 | 12655.7275 | 9462.8343 | 7991.5784 | 17690.1975 | 17749.6424 | 18057.2513 | 18368.3759 | 18657.6687 | 17122.7782 | 12285.6636 | 11392.3609 | 9892.527 | 9133.9525 | 7096.2081
48. Control Budget Version # 11
1999-06-03
NPV at 15% 20 years After Tax | 44400.5723
NPV at 15% 20 years Before Tax | 78693.879
YEAR | Total NPV | Delta | 2000 | 2001 | 2002 | 2003 | 2004 | 2005 | 2006 | 2007 | 2008 | 2009 | 2010 | 2011 | 2012 | 2013 | 2014 | 2015 | 2016 | 2017 | 2018 | 2019 | 2020
Annual Revenues | 435520.9455 | 0.086607 | 34109.1207 | 44408.7421 | 44505.8253 | 48746.612 | 52037.2211 | 52504.3792 | 52967.6166 | 54065.5383 | 54538.142 | 55683.1794 | 56164.2246 | 57358.0445 | 57846.8066 | 58328.0053 | 58800.747 | 59264.0912 | 59717.0486 | 60158.579 | 60587.589 | 61002.9302 | 25677.5828
Annual Expenses | 201197.8767 | 0.086607 | 21320.0053 | 22349.0405 | 22512.498 | 22805.2463 | 22936.5175 | 23127.1768 | 23323.6923 | 23526.4215 | 23735.2325 | 23950.3078 | 24171.8354 | 24400.0088 | 24635.0275 | 24877.0967 | 25126.4279 | 25383.2391 | 25647.7547 | 25920.2057 | 26200.8302 | 26489.8735 | 13946.4688
After Tax Book Income | 83879.8589 | -28.6946 | 331.0484 | 4863.4073 | 5019.7989 | 7681.5892 | 9948.5159 | 10485.6982 | 10976.0496 | 11775.6844 | 12194.0613 | 13177.4454 | 13869.4845 | 14581.0194 | 14894.7982 | 15199.7528 | 15495.2157 | 15780.4875 | 16054.8354 | 16478.0526 | 16952.9987 | 17510.9443 | 4326.5299
After Tax Cash Flow | 89941.0254 | 36.594 | -1173.3392 | 8334.7475 | 6794.4345 | 9455.1674 | 12777.2281 | 12397.8859 | 11854.541 | 12660.3537 | 9467.4527 | 7996.2046 | 17694.8159 | 17754.2686 | 18061.8696 | 18373.002 | 18662.2871 | 17125.0874 | 12285.6636 | 11392.3609 | 9892.527 | 9133.9525 | 7096.2081
49. The Block Payment in the last year prorated the Major Main. While the cost was a full year
1999-06-03
NPV at 15% 20 years After Tax | 44449.1672
NPV at 15% 20 years Before Tax | 78775.3628
YEAR | Total NPV | Delta | 2000 | 2001 | 2002 | 2003 | 2004 | 2005 | 2006 | 2007 | 2008 | 2009 | 2010 | 2011 | 2012 | 2013 | 2014 | 2015 | 2016 | 2017 | 2018 | 2019 | 2020
Annual Revenues | 435633.1954 | 112.2499 | 34109.1207 | 44408.7421 | 44505.8253 | 48746.612 | 52037.2211 | 52504.3792 | 52967.6166 | 54065.5383 | 54538.142 | 55683.1794 | 56164.2246 | 57358.0445 | 57846.8066 | 58328.0053 | 58800.747 | 59264.0912 | 59717.0486 | 60158.579 | 60587.589 | 61002.9302 | 26508.2601
Annual Expenses | 201197.8767 | 0 | 21320.0053 | 22349.0405 | 22512.498 | 22805.2463 | 22936.5175 | 23127.1768 | 23323.6923 | 23526.4215 | 23735.2325 | 23950.3078 | 24171.8354 | 24400.0088 | 24635.0275 | 24877.0967 | 25126.4279 | 25383.2391 | 25647.7547 | 25920.2057 | 26200.8302 | 26489.8735 | 13946.4688
After Tax Book Income | 83947.6387 | 67.7798 | 331.0484 | 4863.4073 | 5019.7989 | 7681.5892 | 9948.5159 | 10485.6982 | 10976.0496 | 11775.6844 | 12194.0613 | 13177.4454 | 13869.4845 | 14581.0194 | 14894.7982 | 15199.7528 | 15495.2157 | 15780.4875 | 16054.8354 | 16478.0526 | 16952.9987 | 17510.9443 | 4828.1175
After Tax Cash Flow | 90008.8052 | 67.7798 | -1173.3392 | 8334.7475 | 6794.4345 | 9455.1674 | 12777.2281 | 12397.8859 | 11854.541 | 12660.3537 | 9467.4527 | 7996.2046 | 17694.8159 | 17754.2686 | 18061.8696 | 18373.002 | 18662.2871 | 17125.0874 | 12285.6636 | 11392.3609 | 9892.527 | 9133.9525 | 7597.7958
50. Added the Start Up Fuel back in
1999-06-06
NPV at 15% 20 years After Tax | 44449.1672
NPV at 15% 20 years Before Tax | 78775.3628
YEAR | Total NPV | Delta | 2000 | 2001 | 2002 | 2003 | 2004 | 2005 | 2006 | 2007 | 2008 | 2009 | 2010 | 2011 | 2012 | 2013 | 2014 | 2015 | 2016 | 2017 | 2018 | 2019 | 2020
Annual Revenues | 437078.7387 | 1445.5433 | 34276.2607 | 44575.8821 | 44672.9653 | 48913.752 | 52204.3611 | 52671.5192 | 53134.7567 | 54232.6783 | 54705.2821 | 55850.3195 | 56331.3647 | 57525.1846 | 58013.9466 | 58495.1453 | 58967.8871 | 59431.2313 | 59884.1887 | 60325.719 | 60754.7291 | 61170.0702 | 26675.4001
Annual Expenses | 202643.4199 | 1445.5433 | 21487.1454 | 22516.1806 | 22679.6381 | 22972.3863 | 23103.6575 | 23294.3168 | 23490.8324 | 23693.5615 | 23902.3725 | 24117.4479 | 24338.9755 | 24567.1489 | 24802.1675 | 25044.2367 | 25293.568 | 25550.3792 | 25814.8947 | 26087.3457 | 26367.9703 | 26657.0135 | 14113.6089
After Tax Book Income | 83947.6387 | 0 | 331.0484 | 4863.4073 | 5019.7989 | 7681.5892 | 9948.5159 | 10485.6982 | 10976.0496 | 11775.6844 | 12194.0613 | 13177.4454 | 13869.4845 | 14581.0194 | 14894.7982 | 15199.7528 | 15495.2157 | 15780.4875 | 16054.8354 | 16478.0526 | 16952.9987 | 17510.9443 | 4828.1175
After Tax Cash Flow | 90008.8052 | 0 | -1173.3392 | 8334.7475 | 6794.4345 | 9455.1674 | 12777.2281 | 12397.8859 | 11854.541 | 12660.3537 | 9467.4527 | 7996.2046 | 17694.8159 | 17754.2686 | 18061.8696 | 18373.002 | 18662.2871 | 17125.0874 | 12285.6636 | 11392.3609 | 9892.527 | 9133.9525 | 7597.7958
51. Control Budget Version #15
1999-07-02
NPV at 15% 20 years After Tax | 29230.7649
NPV at 15% 20 years Before Tax | 59861.5114
YEAR | Total NPV | Delta | 2000 | 2001 | 2002 | 2003 | 2004 | 2005 | 2006 | 2007 | 2008 | 2009 | 2010 | 2011 | 2012 | 2013 | 2014 | 2015 | 2016 | 2017 | 2018 | 2019 | 2020
Annual Revenues | 438471.6288 | 1392.8901 | 34276.8915 | 44576.9277 | 44674.0109 | 48914.7976 | 52205.4067 | 52672.5006 | 53135.6921 | 54233.6138 | 54706.2175 | 55851.255 | 56332.3002 | 57526.1201 | 58014.8821 | 58496.0808 | 58968.8225 | 59432.1667 | 59885.1241 | 60326.6545 | 60755.6646 | 61171.0057 | 36923.7085
Annual Expenses | 206379.8822 | 3736.4622 | 21872.9758 | 22884.4712 | 23029.7362 | 23300.4899 | 23408.093 | 23582.8018 | 23764.273 | 23951.9893 | 24145.8019 | 24345.8644 | 24552.3935 | 24765.5541 | 24985.5742 | 25212.6306 | 25446.9634 | 25693.0132 | 25951.0046 | 26216.9314 | 26491.0317 | 26773.5508 | 24468.1713
After Tax Book Income | 79973.686 | -3973.9528 | -93.9325 | 4311.8494 | 4479.2262 | 7154.2975 | 9435.5157 | 10003.5681 | 10518.1743 | 11326.8744 | 11754.3078 | 12746.757 | 13447.8527 | 14168.4528 | 14491.2881 | 14805.3079 | 15109.8273 | 15401.5972 | 15679.8845 | 16107.0413 | 16585.9269 | 17147.8119 | 4470.6296
After Tax Cash Flow | 91685.5727 | 1676.7675 | -1535.4994 | 7962.9119 | 6441.0188 | 9124.0211 | 15784.4493 | 12646.837 | 12080.4248 | 12895.9644 | 9711.4582 | 8249.9371 | 17956.9432 | 18026.1228 | 18342.1186 | 18662.978 | 18960.6578 | 17234.7408 | 12204.0413 | 11314.6781 | 9818.7837 | 9064.1487 | 7533.6365
52. Took out the Franchise Tax again as per the tax minimization effort.
1999-07-08
NPV at 15% 20 years After Tax | 30544.8712
NPV at 15% 20 years Before Tax | 61877.3316
YEAR | Total NPV | Delta | 2000 | 2001 | 2002 | 2003 | 2004 | 2005 | 2006 | 2007 | 2008 | 2009 | 2010 | 2011 | 2012 | 2013 | 2014 | 2015 | 2016 | 2017 | 2018 | 2019 | 2020
Annual Revenues | 438471.6288 | 0 | 34276.8915 | 44576.9277 | 44674.0109 | 48914.7976 | 52205.4067 | 52672.5006 | 53135.6921 | 54233.6138 | 54706.2175 | 55851.255 | 56332.3002 | 57526.1201 | 58014.8821 | 58496.0808 | 58968.8225 | 59432.1667 | 59885.1241 | 60326.6545 | 60755.6646 | 61171.0057 | 36923.7085
Annual Expenses | 204276.8213 | -2103.0609 | 21515.6307 | 22545.0807 | 22708.5381 | 23001.2864 | 23132.5576 | 23323.1527 | 23519.6224 | 23722.3515 | 23931.1625 | 24146.2379 | 24367.7655 | 24595.9389 | 24830.9575 | 25073.0267 | 25322.358 | 25579.1692 | 25843.6847 | 26116.1357 | 26396.7602 | 26685.8035 | 24386.8563
After Tax Book Income | 81243.5766 | 1269.8906 | 121.8431 | 4516.7835 | 4673.1751 | 7334.9654 | 9601.8921 | 10160.352 | 10665.9017 | 11465.5365 | 11883.9134 | 12867.2974 | 13559.3366 | 14270.8715 | 14584.6503 | 14889.6049 | 15185.0678 | 15470.3396 | 15744.6874 | 16167.9047 | 16642.8508 | 17200.7963 | 4519.73
After Tax Cash Flow | 93050.7609 | 1365.1883 | -1173.6874 | 8306.5448 | 6766.2318 | 9426.9647 | 15412.5509 | 12803.6208 | 12228.1521 | 13034.6266 | 9841.0638 | 8370.4775 | 18068.427 | 18128.5415 | 18435.4807 | 18747.2749 | 19035.8982 | 17303.4832 | 12268.8443 | 11375.5415 | 9875.7076 | 9117.1332 | 7582.7369
53. Control Budget revision # 18
1999-07-21
NPV at 15% 20 years After Tax | 30377.7901
NPV at 15% 20 years Before Tax | 61853.7386
YEAR | Total NPV | Delta | 2000 | 2001 | 2002 | 2003 | 2004 | 2005 | 2006 | 2007 | 2008 | 2009 | 2010 | 2011 | 2012 | 2013 | 2014 | 2015 | 2016 | 2017 | 2018 | 2019 | 2020
Annual Revenues | 438470.7992 | -0.8296 | 34276.7559 | 44576.6952 | 44673.7784 | 48914.5651 | 52205.1742 | 52672.406 | 53135.6961 | 54233.6178 | 54706.2215 | 55851.259 | 56332.3041 | 57526.1241 | 58014.8861 | 58496.0848 | 58968.8265 | 59432.1707 | 59885.1281 | 60326.6585 | 60755.6685 | 61171.0097 | 36923.7125
Annual Expenses | 204275.9917 | -0.8296 | 21515.495 | 22544.8481 | 22708.3056 | 23001.0539 | 23132.3251 | 23323.0581 | 23519.6264 | 23722.3555 | 23931.1665 | 24146.2419 | 24367.7695 | 24595.9429 | 24830.9615 | 25073.0307 | 25322.362 | 25579.1732 | 25843.6887 | 26116.1397 | 26396.7642 | 26685.8075 | 24386.8602
After Tax Book Income | 81518.4387 | 274.8621 | 166.7807 | 4593.8195 | 4750.211 | 7412.0014 | 9678.9281 | 10191.6801 | 10664.5814 | 11464.2163 | 11882.5931 | 12865.9772 | 13558.0164 | 14269.5512 | 14583.3301 | 14888.2846 | 15183.7475 | 15469.0194 | 15743.3672 | 16166.5844 | 16641.5305 | 17199.4761 | 4518.4098
After Tax Cash Flow | 92901.291 | -149.4699 | -1173.6874 | 8306.5448 | 6766.2318 | 9426.9647 | 15180.7138 | 12783.3801 | 12229.9094 | 13036.3868 | 9842.8211 | 8372.2377 | 18070.1843 | 18130.3018 | 18437.238 | 18749.0352 | 19037.6555 | 17304.3619 | 12268.8443 | 11375.5415 | 9875.7076 | 9117.1332 | 7582.7369
54. Using ISO capacity numbers for the merchant periods
1999-07-26
NPV at 15% 20 years After Tax | 35925.7178
NPV at 15% 20 years Before Tax | 71109.5314
YEAR | Total NPV | Delta | 2000 | 2001 | 2002 | 2003 | 2004 | 2005 | 2006 | 2007 | 2008 | 2009 | 2010 | 2011 | 2012 | 2013 | 2014 | 2015 | 2016 | 2017 | 2018 | 2019 | 2020
Annual Revenues | 452745.4836 | 14274.6844 | 34109.6159 | 44409.5551 | 44506.6383 | 50218.1761 | 54574.5407 | 55063.6344 | 55548.5458 | 56699.5174 | 57194.108 | 58394.4466 | 58897.8086 | 60149.2582 | 60660.6256 | 61164.0054 | 61658.4579 | 62142.9944 | 62616.5751 | 63078.1065 | 63526.4394 | 63960.3665 | 38508.3337
Annual Expenses | 208039.1571 | 3763.1655 | 21348.355 | 22377.7081 | 22541.1656 | 23347.1566 | 23839.7812 | 24032.4203 | 24230.9518 | 24435.7031 | 24646.5969 | 24863.8175 | 25087.5547 | 25318.004 | 25555.3669 | 25799.8506 | 26051.6688 | 26311.0416 | 26578.1955 | 26853.3641 | 27136.7877 | 27428.714 | 25112.6197
After Tax Book Income | 87865.6059 | 6347.1672 | 166.7807 | 4593.8195 | 4750.211 | 7990.1733 | 10682.4389 | 11207.2409 | 11692.0123 | 12522.4593 | 12952.8548 | 13968.3359 | 14672.5164 | 15417.4755 | 15743.4887 | 16060.3788 | 16367.4497 | 16663.9713 | 16949.179 | 17382.8325 | 17867.7561 | 18435.1835 | 5037.016
After Tax Cash Flow | 99272.7551 | 6371.4642 | -1173.6874 | 8306.5448 | 6766.2318 | 10396.4418 | 15792.9194 | 13798.9408 | 13257.3402 | 14094.6298 | 10913.0827 | 9474.5965 | 19184.6844 | 19278.226 | 19597.3966 | 19921.1294 | 20221.3576 | 18499.3138 | 13474.656 | 12591.7895 | 11101.9332 | 10352.8406 | 8101.3431
55. Control Budget Version #20
1999-08-02
NPV at 15% 20 years After Tax | 34674.3888
NPV at 15% 20 years Before Tax | 69589.5522
YEAR | Total NPV | Delta | 2000 | 2001 | 2002 | 2003 | 2004 | 2005 | 2006 | 2007 | 2008 | 2009 | 2010 | 2011 | 2012 | 2013 | 2014 | 2015 | 2016 | 2017 | 2018 | 2019 | 2020
Annual Revenues | 452746.2123 | 0.72873 | 34109.6719 | 44409.6485 | 44506.7317 | 50218.2694 | 54574.6341 | 55063.7221 | 55548.6294 | 56699.6011 | 57194.1917 | 58394.5302 | 58897.8923 | 60149.3418 | 60660.7093 | 61164.089 | 61658.5415 | 62143.0781 | 62616.6588 | 63078.1902 | 63526.5231 | 63960.4502 | 38508.4174
Annual Expenses | 208058.439 | 19.2819 | 21350.5562 | 22379.9466 | 22543.4041 | 23349.3951 | 23842.0198 | 24034.6532 | 24233.1807 | 24437.9319 | 24648.8257 | 24866.0463 | 25089.7836 | 25320.2329 | 25557.5957 | 25802.0794 | 26053.8976 | 26313.2704 | 26580.4244 | 26855.5929 | 27139.0166 | 27430.9429 | 25114.8485
After Tax Book Income | 87624.024 | -241.5819 | 148.1874 | 4562.8703 | 4719.2619 | 7959.2242 | 10651.4898 | 11178.1663 | 11664.2767 | 12494.7236 | 12925.1192 | 13940.6003 | 14644.7808 | 15389.7399 | 15715.7531 | 16032.6432 | 16339.7141 | 16636.2357 | 16921.4434 | 17355.0969 | 17840.0205 | 18407.4479 | 5009.2804
After Tax Cash Flow | 99548.4561 | 275.701 | -1173.7142 | 8304.3728 | 6764.0598 | 10394.2698 | 16029.8566 | 13835.713 | 13291.2378 | 14128.587 | 10946.9803 | 9508.5537 | 19218.582 | 19312.1833 | 19631.2942 | 19955.0866 | 20255.2552 | 18515.615 | 13473.3607 | 12590.4942 | 11100.6378 | 10351.5453 | 8100.0478
56. Control Budget Version #21
1999-08-13
NPV at 15% 20 years After Tax | 34646.8112
NPV at 15% 20 years Before Tax | 69553.8282
YEAR | Total NPV | Delta | 2000 | 2001 | 2002 | 2003 | 2004 | 2005 | 2006 | 2007 | 2008 | 2009 | 2010 | 2011 | 2012 | 2013 | 2014 | 2015 | 2016 | 2017 | 2018 | 2019 | 2020
Annual Revenues | 452746.2545 | 0.042194 | 34109.6785 | 44409.6597 | 44506.7429 | 50218.2806 | 54574.6453 | 55063.727 | 55548.6297 | 56699.6014 | 57194.192 | 58394.5305 | 58897.8926 | 60149.3421 | 60660.7096 | 61164.0893 | 61658.5418 | 62143.0784 | 62616.6591 | 63078.1905 | 63526.5234 | 63960.4505 | 38508.4176
Annual Expenses | 208058.4812 | 0.042194 | 21350.5628 | 22379.9578 | 22543.4153 | 23349.4063 | 23842.031 | 24034.6581 | 24233.181 | 24437.9322 | 24648.826 | 24866.0466 | 25089.7838 | 25320.2332 | 25557.596 | 25802.0797 | 26053.8979 | 26313.2707 | 26580.4247 | 26855.5932 | 27139.0169 | 27430.9432 | 25114.8488
After Tax Book Income | 87610.0444 | -13.9796 | 146.0234 | 4559.1607 | 4715.5523 | 7955.5145 | 10647.7801 | 11176.5639 | 11664.1794 | 12494.6263 | 12925.0219 | 13940.503 | 14644.6835 | 15389.6426 | 15715.6558 | 16032.5459 | 16339.6168 | 16636.1384 | 16921.3461 | 17354.9996 | 17839.9232 | 18407.3506 | 5009.1831
After Tax Cash Flow | 99557.0149 | 8.5589 | -1173.7142 | 8304.3728 | 6764.0598 | 10394.2698 | 16041.8891 | 13836.8685 | 13291.3673 | 14128.7168 | 10947.1098 | 9508.6834 | 19218.7115 | 19312.313 | 19631.4237 | 19955.2164 | 20255.3847 | 18515.6797 | 13473.3607 | 12590.4942 | 11100.6378 | 10351.5453 | 8100.0478
57. Adjusted the debt to be 75%. The Project Cost has been increasing in the last few Control Budgets so this had sunk to about 70%
1999-08-16
NPV at 15% 20 years After Tax | 37941.1008
NPV at 15% 20 years Before Tax | 71327.5665
YEAR | Total NPV | Delta | 2000 | 2001 | 2002 | 2003 | 2004 | 2005 | 2006 | 2007 | 2008 | 2009 | 2010 | 2011 | 2012 | 2013 | 2014 | 2015 | 2016 | 2017 | 2018 | 2019 | 2020
Annual Revenues | 452746.2545 | 0 | 34109.6785 | 44409.6597 | 44506.7429 | 50218.2806 | 54574.6453 | 55063.727 | 55548.6297 | 56699.6014 | 57194.192 | 58394.5305 | 58897.8926 | 60149.3421 | 60660.7096 | 61164.0893 | 61658.5418 | 62143.0784 | 62616.6591 | 63078.1905 | 63526.5234 | 63960.4505 | 38508.4176
Annual Expenses | 208058.4812 | 0 | 21350.5628 | 22379.9578 | 22543.4153 | 23349.4063 | 23842.031 | 24034.6581 | 24233.181 | 24437.9322 | 24648.826 | 24866.0466 | 25089.7838 | 25320.2332 | 25557.596 | 25802.0797 | 26053.8979 | 26313.2707 | 26580.4247 | 26855.5932 | 27139.0169 | 27430.9432 | 25114.8488
After Tax Book Income | 84869.2658 | -2740.7786 | -313.144 | 4114.3039 | 4285.0062 | 7546.8765 | 10268.6478 | 10817.626 | 11325.4359 | 12178.5771 | 12631.6668 | 13685.0371 | 14437.204 | 15192.1621 | 15530.6741 | 15860.063 | 16179.6326 | 16488.653 | 16786.3594 | 17245.0104 | 17759.9311 | 18364.8548 | 5009.1831
After Tax Cash Flow | 92487.9523 | -7069.0627 | -2300.4638 | 7201.6193 | 5517.014 | 9015.6712 | 16403.4952 | 13038.8703 | 12462.3218 | 13322.3655 | 9826.8761 | 8206.8087 | 18806.2648 | 18858.6235 | 19190.233 | 19526.5244 | 19839.1915 | 18111.9853 | 12825.9561 | 11865.6035 | 10252.0188 | 9437.9389 | 8100.0478
58. Expensed the Gleason/Weakly Expenses and other Project Expenses that are not capitalized in the 1st year.
1999-08-16
NPV at 15% 20 years After Tax | 37518.8208
NPV at 15% 20 years Before Tax | 70759.6566
YEAR | Total NPV | Delta | 2000 | 2001 | 2002 | 2003 | 2004 | 2005 | 2006 | 2007 | 2008 | 2009 | 2010 | 2011 | 2012 | 2013 | 2014 | 2015 | 2016 | 2017 | 2018 | 2019 | 2020
Annual Revenues | 452746.2545 | 0 | 34109.6785 | 44409.6597 | 44506.7429 | 50218.2806 | 54574.6453 | 55063.727 | 55548.6297 | 56699.6014 | 57194.192 | 58394.5305 | 58897.8926 | 60149.3421 | 60660.7096 | 61164.0893 | 61658.5418 | 62143.0784 | 62616.6591 | 63078.1905 | 63526.5234 | 63960.4505 | 38508.4176
Annual Expenses | 208058.4812 | 0 | 21350.5628 | 22379.9578 | 22543.4153 | 23349.4063 | 23842.031 | 24034.6581 | 24233.181 | 24437.9322 | 24648.826 | 24866.0466 | 25089.7838 | 25320.2332 | 25557.596 | 25802.0797 | 26053.8979 | 26313.2707 | 26580.4247 | 26855.5932 | 27139.0169 | 27430.9432 | 25114.8488
After Tax Book Income | 84540.3173 | -328.9485 | -674.9874 | 4114.3039 | 4285.0062 | 7546.8765 | 10268.6478 | 10817.626 | 11325.4359 | 12178.5771 | 12631.6668 | 13685.0371 | 14437.204 | 15192.1621 | 15530.6741 | 15860.063 | 16179.6326 | 16488.653 | 16786.3594 | 17245.0104 | 17759.9311 | 18364.8548 | 5009.1831
After Tax Cash Flow | 92088.4326 | -399.5197 | -2907.2018 | 7201.6193 | 5517.014 | 9015.6712 | 16648.3898 | 13038.8703 | 12462.3218 | 13322.3655 | 9826.8761 | 8206.8087 | 18806.2648 | 18858.6235 | 19190.233 | 19526.5244 | 19839.1915 | 18111.9853 | 12825.9561 | 11865.6035 | 10252.0188 | 9437.9389 | 8100.0478
59
1999-08-19
NPV at 15% 20 years After Tax | 37527.0801
NPV at 15% 20 years Before Tax | 70763.6948
YEAR | Total NPV | Delta | 2000 | 2001 | 2002 | 2003 | 2004 | 2005 | 2006 | 2007 | 2008 | 2009 | 2010 | 2011 | 2012 | 2013 | 2014 | 2015 | 2016 | 2017 | 2018 | 2019 | 2020
Annual Revenues | 452746.2738 | 0.019266 | 34109.6798 | 44409.662 | 44506.7452 | 50218.283 | 54574.6476 | 55063.7293 | 55548.6321 | 56699.6037 | 57194.1943 | 58394.5329 | 58897.8949 | 60149.3444 | 60660.7119 | 61164.0916 | 61658.5441 | 62143.0807 | 62616.6614 | 63078.1928 | 63526.5257 | 63960.4528 | 38508.42
Annual Expenses | 208058.716 | 0.23476 | 21350.5891 | 22379.9851 | 22543.4426 | 23349.4336 | 23842.0582 | 24034.6853 | 24233.2082 | 24437.9595 | 24648.8533 | 24866.0739 | 25089.8111 | 25320.2604 | 25557.6233 | 25802.107 | 26053.9252 | 26313.298 | 26580.4519 | 26855.6205 | 27139.0441 | 27430.9704 | 25114.8761
After Tax Book Income | 84542.1351 | 1.8179 | -662.6128 | 4112.8749 | 4283.6007 | 7545.5047 | 10267.3194 | 10816.3253 | 11324.1629 | 12177.3357 | 12630.457 | 13683.8787 | 14436.1109 | 15191.0845 | 15529.6159 | 15859.0242 | 16178.6131 | 16487.6529 | 16785.3787 | 17244.0685 | 17759.0357 | 18364.0176 | 5008.4118
After Tax Cash Flow | 92100.7303 | 12.2977 | -2886.2759 | 7199.9028 | 5515.1164 | 9013.6092 | 16646.2843 | 13038.7887 | 12462.1322 | 13322.2091 | 9826.3081 | 8205.9938 | 18806.6169 | 18858.9135 | 19190.5406 | 19526.8531 | 19839.5379 | 18111.8477 | 12824.9372 | 11864.4645 | 10250.688 | 9436.5074 | 8100.0327
60. Update costs from weekly control sheets
1999-08-24
NPV at 15% 20 years After Tax | 37537.559
NPV at 15% 20 years Before Tax | 70778.6376
YEAR | Total NPV | Delta | 2000 | 2001 | 2002 | 2003 | 2004 | 2005 | 2006 | 2007 | 2008 | 2009 | 2010 | 2011 | 2012 | 2013 | 2014 | 2015 | 2016 | 2017 | 2018 | 2019 | 2020
Annual Revenues | 452746.273 | -0.0007994 | 34109.6807 | 44409.6635 | 44506.7467 | 50218.2845 | 54574.6491 | 55063.7291 | 55548.6307 | 56699.6024 | 57194.1929 | 58394.5315 | 58897.8935 | 60149.3431 | 60660.7106 | 61164.0903 | 61658.5428 | 62143.0794 | 62616.6601 | 63078.1914 | 63526.5243 | 63960.4514 | 38508.4186
Annual Expenses | 208058.7152 | -0.0007994 | 21350.5899 | 22379.9866 | 22543.4441 | 23349.4351 | 23842.0597 | 24034.6851 | 24233.2068 | 24437.9581 | 24648.8519 | 24866.0725 | 25089.8097 | 25320.2591 | 25557.6219 | 25802.1056 | 26053.9238 | 26313.2966 | 26580.4505 | 26855.6191 | 27139.0427 | 27430.9691 | 25114.8747
After Tax Book Income | 84545.9887 | 3.8536 | -662.305 | 4112.9539 | 4283.659 | 7545.5335 | 10267.3099 | 10816.8459 | 11325.0553 | 12178.2002 | 12631.2938 | 13684.6703 | 14436.845 | 15191.805 | 15530.3193 | 15859.7106 | 16179.2825 | 16488.3052 | 16786.014 | 17244.6697 | 17759.596 | 18364.5267 | 5008.863
After Tax Cash Flow | 92107.1727 | 6.4424 | -2884.7539 | 7201.3901 | 5516.763 | 9015.4004 | 16644.8832 | 13039.4159 | 12462.5704 | 13322.6186 | 9827.0791 | 8206.9824 | 18806.5787 | 18858.9305 | 19190.5416 | 19526.836 | 19839.5048 | 18112.0978 | 12825.8199 | 11865.4529 | 10251.845 | 9437.753 | 8100.0327
61. No changes to model from control sheet
1999-08-31
NPV at 15% 20 years After Tax | 37537.559
NPV at 15% 20 years Before Tax | 70778.6376
YEAR | Total NPV | Delta | 2000 | 2001 | 2002 | 2003 | 2004 | 2005 | 2006 | 2007 | 2008 | 2009 | 2010 | 2011 | 2012 | 2013 | 2014 | 2015 | 2016 | 2017 | 2018 | 2019 | 2020
Annual Revenues | 452746.273 | 0 | 34109.6807 | 44409.6635 | 44506.7467 | 50218.2845 | 54574.6491 | 55063.7291 | 55548.6307 | 56699.6024 | 57194.1929 | 58394.5315 | 58897.8935 | 60149.3431 | 60660.7106 | 61164.0903 | 61658.5428 | 62143.0794 | 62616.6601 | 63078.1914 | 63526.5243 | 63960.4514 | 38508.4186
Annual Expenses | 208058.7152 | 0 | 21350.5899 | 22379.9866 | 22543.4441 | 23349.4351 | 23842.0597 | 24034.6851 | 24233.2068 | 24437.9581 | 24648.8519 | 24866.0725 | 25089.8097 | 25320.2591 | 25557.6219 | 25802.1056 | 26053.9238 | 26313.2966 | 26580.4505 | 26855.6191 | 27139.0427 | 27430.9691 | 25114.8747
After Tax Book Income | 84545.9887 | 0 | -662.305 | 4112.9539 | 4283.659 | 7545.5335 | 10267.3099 | 10816.8459 | 11325.0553 | 12178.2002 | 12631.2938 | 13684.6703 | 14436.845 | 15191.805 | 15530.3193 | 15859.7106 | 16179.2825 | 16488.3052 | 16786.014 | 17244.6697 | 17759.596 | 18364.5267 | 5008.863
After Tax Cash Flow | 92107.1727 | 0 | -2884.7539 | 7201.3901 | 5516.763 | 9015.4004 | 16644.8832 | 13039.4159 | 12462.5704 | 13322.6186 | 9827.0791 | 8206.9824 | 18806.5787 | 18858.9305 | 19190.5416 | 19526.836 | 19839.5048 | 18112.0978 | 12825.8199 | 11865.4529 | 10251.845 | 9437.753 | 8100.0327
62. No changes to model from control sheet
1999-09-09
NPV at 15% 20 years After Tax | 37547.7758
NPV at 15% 20 years Before Tax | 70793.9598
YEAR | Total NPV | Delta | 2000 | 2001 | 2002 | 2003 | 2004 | 2005 | 2006 | 2007 | 2008 | 2009 | 2010 | 2011 | 2012 | 2013 | 2014 | 2015 | 2016 | 2017 | 2018 | 2019 | 2020
Annual Revenues | 452746.2651 | -0.0078995 | 34109.6802 | 44409.6626 | 44506.7458 | 50218.2835 | 54574.6482 | 55063.7282 | 55548.6297 | 56699.6014 | 57194.192 | 58394.5305 | 58897.8926 | 60149.3421 | 60660.7096 | 61164.0893 | 61658.5418 | 62143.0784 | 62616.6591 | 63078.1905 | 63526.5234 | 63960.4505 | 38508.4177
Annual Expenses | 208058.7073 | -0.0078995 | 21350.5894 | 22379.9856 | 22543.4431 | 23349.4341 | 23842.0588 | 24034.6842 | 24233.2059 | 24437.9571 | 24648.8509 | 24866.0715 | 25089.8088 | 25320.2581 | 25557.6209 | 25802.1046 | 26053.9229 | 26313.2956 | 26580.4496 | 26855.6182 | 27139.0418 | 27430.9681 | 25114.8737
After Tax Book Income | 84552.2858 | 6.2971 | -661.5061 | 4113.8634 | 4284.5472 | 7546.3914 | 10268.1286 | 10817.6397 | 11325.824 | 12178.9406 | 12632.0057 | 13685.3358 | 14437.4516 | 15192.3976 | 15530.8944 | 15860.2682 | 16179.8226 | 16488.8279 | 16786.5192 | 17245.14 | 17760.0243 | 18364.9026 | 5009.1794
After Tax Cash Flow | 92113.2881 | 6.1155 | -2883.1931 | 7202.9151 | 5518.4513 | 9017.237 | 16641.6659 | 13039.9896 | 12463.2144 | 13323.2334 | 9828.0641 | 8208.191 | 18806.7341 | 18859.1428 | 19190.7372 | 19527.0134 | 19839.6654 | 18112.4516 | 12826.7251 | 11866.4664 | 10253.0315 | 9439.0303 | 8100.0327
63. No changes to model from control sheet
1999-09-16
NPV at 15% 20 years After Tax | 39176.997
NPV at 15% 20 years Before Tax | 72959.9102
YEAR | Total NPV | Delta | 2000 | 2001 | 2002 | 2003 | 2004 | 2005 | 2006 | 2007 | 2008 | 2009 | 2010 | 2011 | 2012 | 2013 | 2014 | 2015 | 2016 | 2017 | 2018 | 2019 | 2020
Annual Revenues | 452746.2651 | 0 | 34109.6802 | 44409.6626 | 44506.7458 | 50218.2835 | 54574.6482 | 55063.7282 | 55548.6297 | 56699.6014 | 57194.192 | 58394.5305 | 58897.8926 | 60149.3421 | 60660.7096 | 61164.0893 | 61658.5418 | 62143.0784 | 62616.6591 | 63078.1905 | 63526.5234 | 63960.4505 | 38508.4177
Annual Expenses | 208058.7073 | 0 | 21350.5894 | 22379.9856 | 22543.4431 | 23349.4341 | 23842.0588 | 24034.6842 | 24233.2059 | 24437.9571 | 24648.8509 | 24866.0715 | 25089.8088 | 25320.2581 | 25557.6209 | 25802.1046 | 26053.9229 | 26313.2956 | 26580.4496 | 26855.6182 | 27139.0418 | 27430.9681 | 25114.8737
After Tax Book Income | 84552.2858 | 0 | -661.5061 | 4113.8634 | 4284.5472 | 7546.3914 | 10268.1286 | 10817.6397 | 11325.824 | 12178.9406 | 12632.0057 | 13685.3358 | 14437.4516 | 15192.3976 | 15530.8944 | 15860.2682 | 16179.8226 | 16488.8279 | 16786.5192 | 17245.14 | 17760.0243 | 18364.9026 | 5009.1794
After Tax Cash Flow | 92113.2881 | 0 | -2883.1931 | 7202.9151 | 5518.4513 | 9017.237 | 16641.6659 | 13039.9896 | 12463.2144 | 13323.2334 | 9828.0641 | 8208.191 | 18806.7341 | 18859.1428 | 19190.7372 | 19527.0134 | 19839.6654 | 18112.4516 | 12826.7251 | 11866.4664 | 10253.0315 | 9439.0303 | 8100.0327
64. No more water interconnection costs or total expense fees, changed Contingency, IDC, Startup fuel, and development
1999-10-19
NPV at 15% 20 years After Tax | 39176.997
NPV at 15% 20 years Before Tax | 72959.9102
YEAR | Total NPV | Delta | 2000 | 2001 | 2002 | 2003 | 2004 | 2005 | 2006 | 2007 | 2008 | 2009 | 2010 | 2011 | 2012 | 2013 | 2014 | 2015 | 2016 | 2017 | 2018 | 2019 | 2020
Annual Revenues | 415853.8103 | -36892.4548 | 29930.9423 | 40230.6435 | 40327.4828 | 45947.0356 | 50272.1236 | 50760.9134 | 51245.521 | 52396.2019 | 52890.4929 | 54090.5228 | 54593.567 | 55844.6892 | 56355.7195 | 56858.752 | 57352.8467 | 57837.0149 | 58310.2161 | 58771.3566 | 59219.2868 | 59652.7993 | 34202.2541
Annual Expenses | 171174.135 | -36884.5723 | 17170.7131 | 18199.8281 | 18363.0417 | 19078.1188 | 19541.5434 | 19733.8785 | 19932.1063 | 20136.5667 | 20347.1609 | 20564.073 | 20787.4924 | 21017.6144 | 21254.64 | 21498.7764 | 21750.2369 | 22009.2412 | 22276.0157 | 22550.7934 | 22833.8144 | 23125.326 | 20808.8833
After Tax Book Income | 85578.4481 | 1026.1624 | -239.3148 | 4213.6389 | 4382.0335 | 7639.9755 | 10356.2371 | 10908.4006 | 11417.7125 | 12267.7688 | 12717.7736 | 13766.1108 | 14511.8916 | 15265.334 | 15601.9514 | 15929.4457 | 16247.1206 | 16554.2464 | 16850.0582 | 17304.92 | 17815.2936 | 18414.5334 | 5027.4373
After Tax Cash Flow | 93285.3945 | 1172.1064 | -2153.858 | 7368.0962 | 5701.1979 | 9214.8443 | 16247.6936 | 13121.0212 | 12546.6667 | 13403.626 | 9948.2038 | 8352.4477 | 18837.6354 | 18896.2466 | 19225.9609 | 19560.3582 | 19871.1301 | 18141.8542 | 12892.5927 | 11943.9858 | 10349.1565 | 9544.9277 | 8087.3149
64. No more water interconnection costs or total expense fees, changed Contingency, IDC, Startup fuel, and development
1999-11-01
NPV at 15% 20 years After Tax | 39167.9148
NPV at 15% 20 years Before Tax | 72944.4472
YEAR | Total NPV | Delta | 2000 | 2001 | 2002 | 2003 | 2004 | 2005 | 2006 | 2007 | 2008 | 2009 | 2010 | 2011 | 2012 | 2013 | 2014 | 2015 | 2016 | 2017 | 2018 | 2019 | 2020
Annual Revenues | 415853.845 | 0.034692 | 29930.9463 | 40230.6475 | 40327.4868 | 45947.0396 | 50272.1276 | 50760.9174 | 51245.525 | 52396.2059 | 52890.4969 | 54090.5268 | 54593.571 | 55844.6932 | 56355.7235 | 56858.756 | 57352.8507 | 57837.0189 | 58310.2201 | 58771.3606 | 59219.2908 | 59652.8033 | 34202.2581
Annual Expenses | 171193.5672 | 19.4322 | 17172.9599 | 18202.0749 | 18365.2885 | 19080.3657 | 19543.7902 | 19736.1253 | 19934.3531 | 20138.8135 | 20349.4078 | 20566.3198 | 20789.7392 | 21019.8612 | 21256.8868 | 21501.0232 | 21752.4837 | 22011.4881 | 22278.2625 | 22553.0402 | 22836.0612 | 23127.5729 | 20811.1301
After Tax Book Income | 85566.9133 | -11.5348 | -240.6465 | 4212.3103 | 4380.7043 | 7638.6455 | 10354.906 | 10907.0687 | 11416.38 | 12266.4354 | 12716.4394 | 13764.7754 | 14510.5545 | 15263.9965 | 15600.6133 | 15928.1071 | 16245.7816 | 16552.9069 | 16848.7182 | 17303.579 | 17813.9514 | 18413.1898 | 5026.0919
After Tax Cash Flow | 93275.2646 | -10.1299 | -2153.842 | 7365.8685 | 5698.9748 | 9212.6254 | 16249.9147 | 13119.6832 | 12545.3306 | 13402.2891 | 9946.8773 | 8351.1276 | 18836.2856 | 18894.8983 | 19224.6121 | 19559.0089 | 19869.7804 | 18140.5099 | 12891.264 | 11942.6602 | 10347.8357 | 9543.6095 | 8085.9607
65. Changes made to IDC
1999-11-01
NPV at 15% 20 years After Tax | 39140.8225
NPV at 15% 20 years Before Tax | 72903.8164
YEAR | Total NPV | Delta | 2000 | 2001 | 2002 | 2003 | 2004 | 2005 | 2006 | 2007 | 2008 | 2009 | 2010 | 2011 | 2012 | 2013 | 2014 | 2015 | 2016 | 2017 | 2018 | 2019 | 2020
Annual Revenues | 415853.866 | 0.020947 | 29930.9478 | 40230.65 | 40327.4893 | 45947.0422 | 50272.1302 | 50760.9199 | 51245.5276 | 52396.2084 | 52890.4994 | 54090.5294 | 54593.5736 | 55844.6958 | 56355.7261 | 56858.7585 | 57352.8533 | 57837.0214 | 58310.2226 | 58771.3631 | 59219.2934 | 59652.8058 | 34202.2607
Annual Expenses | 171193.5881 | 0.020947 | 17172.9614 | 18202.0775 | 18365.291 | 19080.3682 | 19543.7927 | 19736.1279 | 19934.3557 | 20138.8161 | 20349.4103 | 20566.3223 | 20789.7417 | 21019.8637 | 21256.8894 | 21501.0258 | 21752.4863 | 22011.4906 | 22278.265 | 22553.0427 | 22836.0637 | 23127.5754 | 20811.1326
After Tax Book Income | 85550.215 | -16.6983 | -242.765 | 4209.8985 | 4378.349 | 7636.3704 | 10352.735 | 10904.9639 | 11414.3414 | 12264.4723 | 12714.5517 | 13763.0107 | 14508.9461 | 15262.4251 | 15599.0883 | 15926.6284 | 16244.3493 | 16551.5209 | 16847.3785 | 17302.332 | 17812.8156 | 18412.193 | 5025.2527
After Tax Cash Flow | 93259.0479 | -16.2167 | -2157.9806 | 7361.8244 | 5694.4977 | 9207.7552 | 16258.4461 | 13118.1618 | 12543.6229 | 13400.6588 | 9944.2651 | 8347.9227 | 18835.8735 | 18894.3352 | 19224.0935 | 19558.5386 | 19869.3544 | 18139.5718 | 12888.8638 | 11939.9727 | 10344.6895 | 9540.2224 | 8085.9607
66. Changes made to IDC
1999-11-17
NPV at 15% 20 years After Tax | 39140.8225
NPV at 15% 20 years Before Tax | 72903.8164
YEAR | Total NPV | Delta | 2000 | 2001 | 2002 | 2003 | 2004 | 2005 | 2006 | 2007 | 2008 | 2009 | 2010 | 2011 | 2012 | 2013 | 2014 | 2015 | 2016 | 2017 | 2018 | 2019 | 2020
Annual Revenues | 415853.866 | 0 | 29930.9478 | 40230.65 | 40327.4893 | 45947.0422 | 50272.1302 | 50760.9199 | 51245.5276 | 52396.2084 | 52890.4994 | 54090.5294 | 54593.5736 | 55844.6958 | 56355.7261 | 56858.7585 | 57352.8533 | 57837.0214 | 58310.2226 | 58771.3631 | 59219.2934 | 59652.8058 | 34202.2607
Annual Expenses | 171193.5881 | 0 | 17172.9614 | 18202.0775 | 18365.291 | 19080.3682 | 19543.7927 | 19736.1279 | 19934.3557 | 20138.8161 | 20349.4103 | 20566.3223 | 20789.7417 | 21019.8637 | 21256.8894 | 21501.0258 | 21752.4863 | 22011.4906 | 22278.265 | 22553.0427 | 22836.0637 | 23127.5754 | 20811.1326
After Tax Book Income | 85550.215 | 0 | -242.765 | 4209.8985 | 4378.349 | 7636.3704 | 10352.735 | 10904.9639 | 11414.3414 | 12264.4723 | 12714.5517 | 13763.0107 | 14508.9461 | 15262.4251 | 15599.0883 | 15926.6284 | 16244.3493 | 16551.5209 | 16847.3785 | 17302.332 | 17812.8156 | 18412.193 | 5025.2527
After Tax Cash Flow | 93259.0479 | 0 | -2157.9806 | 7361.8244 | 5694.4977 | 9207.7552 | 16258.4461 | 13118.1618 | 12543.6229 | 13400.6588 | 9944.2651 | 8347.9227 | 18835.8735 | 18894.3352 | 19224.0935 | 19558.5386 | 19869.3544 | 18139.5718 | 12888.8638 | 11939.9727 | 10344.6895 | 9540.2224 | 8085.9607
67. Changes made to IDC and no more Contingency
1999-11-30
NPV at 15% 20 years After Tax | 39354.0057
NPV at 15% 20 years Before Tax | 73219.9241
YEAR | Total NPV | Delta | 2000 | 2001 | 2002 | 2003 | 2004 | 2005 | 2006 | 2007 | 2008 | 2009 | 2010 | 2011 | 2012 | 2013 | 2014 | 2015 | 2016 | 2017 | 2018 | 2019 | 2020
Annual Revenues | 415853.7553 | -0.11066 | 29930.943 | 40230.6363 | 40327.4756 | 45947.0284 | 50272.1164 | 50760.9062 | 51245.5138 | 52396.1947 | 52890.4857 | 54090.5156 | 54593.5598 | 55844.682 | 56355.7123 | 56858.7448 | 57352.8395 | 57837.0077 | 58310.2089 | 58771.3494 | 59219.2796 | 59652.7921 | 34202.2469
Annual Expenses | 171231.4506 | 37.8625 | 17177.3473 | 18206.4544 | 18369.6679 | 19084.7451 | 19548.1696 | 19740.5048 | 19938.7326 | 20143.193 | 20353.7872 | 20570.6992 | 20794.1186 | 21024.2406 | 21261.2662 | 21505.4027 | 21756.8632 | 22015.8675 | 22282.6419 | 22557.4196 | 22840.4406 | 23131.9523 | 20815.5095
After Tax Book Income | 85669.9875 | 119.7725 | -227.3115 | 4227.858 | 4395.8262 | 7653.1617 | 10368.6368 | 10920.3001 | 11429.112 | 12278.5981 | 12728.0327 | 13775.4398 | 14520.0403 | 15273.2026 | 15609.4698 | 15936.6139 | 16253.9388 | 16560.7144 | 16856.176 | 17310.3375 | 17819.8707 | 18418.0601 | 5029.7734
After Tax Cash Flow | 93377.4651 | 118.4172 | -2122.6669 | 7391.9388 | 5728.313 | 9244.9301 | 16190.0636 | 13128.5124 | 12555.5654 | 13411.9403 | 9963.9374 | 8372.6601 | 18836.7438 | 18896.496 | 19225.8744 | 19559.9073 | 19870.3434 | 18144.9378 | 12906.7243 | 11960.2882 | 10368.9251 | 9566.517 | 8083.3095
68. Changes made to development and nepco costs
1999-12-15
NPV at 15% 20 years After Tax | 39289.9998
NPV at 15% 20 years Before Tax | 73107.0073
YEAR | Total NPV | Delta | 2000 | 2001 | 2002 | 2003 | 2004 | 2005 | 2006 | 2007 | 2008 | 2009 | 2010 | 2011 | 2012 | 2013 | 2014 | 2015 | 2016 | 2017 | 2018 | 2019 | 2020
Annual Revenues | 452745.4261 | 36891.6707 | 34109.6555 | 44409.6132 | 44506.6964 | 50218.2342 | 54574.5988 | 55063.6226 | 55548.484 | 56699.4557 | 57194.0463 | 58394.3848 | 58897.7469 | 60149.1964 | 60660.5639 | 61163.9436 | 61658.3961 | 62142.9327 | 62616.5134 | 63078.0448 | 63526.3777 | 63960.3048 | 38508.3507
Annual Expenses | 208105.5142 | 36874.0636 | 21356.0738 | 22385.4453 | 22548.9028 | 23354.8938 | 23847.5185 | 24040.0877 | 24238.5692 | 24443.3205 | 24654.2143 | 24871.4349 | 25095.1721 | 25325.6214 | 25562.9843 | 25807.468 | 26059.2862 | 26318.659 | 26585.8129 | 26860.9815 | 27144.4051 | 27436.3314 | 25120.3158
After Tax Book Income | 85572.9901 | -96.9974 | -245.3149 | 4200.8584 | 4369.005 | 7627.241 | 10344.2991 | 10909.4618 | 11427.9758 | 12277.7005 | 12727.3737 | 13775.17 | 14520.2644 | 15273.5439 | 15609.9576 | 15937.2482 | 16254.7195 | 16561.6417 | 16857.2498 | 17311.7043 | 17821.5892 | 18420.2181 | 5031.3209
After Tax Cash Flow | 93348.325 | -29.1401 | -2135.7527 | 7379.1382 | 5714.1431 | 9230.6016 | 16260.1381 | 13127.2157 | 12547.5094 | 13404.1211 | 9953.0215 | 8359.8625 | 18832.7843 | 18892.0513 | 19221.578 | 19555.7557 | 19866.34 | 18141.5893 | 12901.0275 | 11953.6831 | 10360.8697 | 9557.6997 | 8084.0929
68. Changes made to power interconnect
2000-01-04
NPV at 15% 20 years After Tax | 38525.113
NPV at 15% 20 years Before Tax | 71958.0467
YEAR | Total NPV | Delta | 2000 | 2001 | 2002 | 2003 | 2004 | 2005 | 2006 | 2007 | 2008 | 2009 | 2010 | 2011 | 2012 | 2013 | 2014 | 2015 | 2016 | 2017 | 2018 | 2019 | 2020
Annual Revenues | 452746.0452 | 0.61916 | 34109.7008 | 44409.6879 | 44506.7711 | 50218.3089 | 54574.6735 | 55063.6973 | 55548.5587 | 56699.5304 | 57194.121 | 58394.4595 | 58897.8215 | 60149.2711 | 60660.6386 | 61164.0183 | 61658.4708 | 62143.0074 | 62616.5881 | 63078.1195 | 63526.4524 | 63960.3795 | 38508.4254
Annual Expenses | 208125.5929 | 20.0787 | 21358.369 | 22387.77 | 22551.2275 | 23357.2185 | 23849.8432 | 24042.4124 | 24240.8939 | 24445.6452 | 24656.539 | 24873.7596 | 25097.4968 | 25327.9461 | 25565.309 | 25809.7927 | 26061.6109 | 26320.9837 | 26588.1376 | 26863.3062 | 27146.7298 | 27438.6561 | 25122.6405
After Tax Book Income | 85095.5979 | -477.3922 | -305.7499 | 4132.2463 | 4301.9667 | 7562.4409 | 10282.4014 | 10849.4096 | 11369.7692 | 12221.5979 | 12673.375 | 13724.6039 | 14474.0537 | 15228.3669 | 15566.0727 | 15894.6556 | 16213.419 | 16521.6333 | 16818.5336 | 17275.5725 | 17788.5585 | 18391.0639 | 5006.56
After Tax Cash Flow | 92885.7765 | -462.5485 | -2251.1902 | 7264.0896 | 5587.0182 | 9092.5143 | 16500.3613 | 13083.4317 | 12498.5311 | 13357.2995 | 9878.8205 | 8269.134 | 18819.935 | 18874.9911 | 19205.7571 | 19541.2797 | 19853.1034 | 18114.0703 | 12832.7384 | 11877.3833 | 10271.7785 | 9461.89 | 8082.7343

## Value
GLEASON, TN
COPIED TO THE CONSOLIDATED FILE
Plant Summary
Capacity | 510
Heat Rate | 10904
No. of Turbines | 3
Operating Hours | 1200
Start Up MMBTU's | 0
Book Income 1999 Costs
1999
Fixed Operating Cost | 997
Variable Operating Cost | 744.673
Start Fuel | 0
Major Main. | 2296.44
Insurance | 267
SG&A Cost | 325
Utility: Start Up Power | 70
Property Taxes & Other | 0 | 245.6064 | 245.6064 | 245.6064 | 245.6064 | 245.6064 | 245.6064 | 245.6064 | 245.6064 | 245.6064 | 245.6064 | 245.6064 | 245.6064 | 245.6064 | 245.6064 | 245.6064 | 245.6064 | 245.6064 | 245.6064 | 245.6064 | 245.6064
Debt Service
Admin Fees | 176.4706
O&M Fees | 250
Variable Revenue
Variable Energy Payment | 1.2168
Start Payment/Turbine | 6379
Consolidated Check
| 2000 | 2001 | 2002 | 2003 | 2004 | 2005 | 2006 | 2007 | 2008 | 2009 | 2010 | 2011 | 2012 | 2013 | 2014 | 2015 | 2016 | 2017 | 2018 | 2019 | 2020 | 2021 | 2022
EGC EITDA | 12824.6933 | 22142.5308 | 22075.3269 | 27069.3572 | 31005.4019 | 31306.8371 | 31598.1097 | 32557.5103 | 32846.1463 | 33842.9881 | 34143.3351 | 35185.2064 | 35470.6386 | 35740.811 | 35990.6515 | 36223.2428 | 36441.0776 | 36654.0422 | 36828.6573 | 36989.8214 | 37065.8695 | 0
Calvert City | 12751.3317 | 22021.9179 | 21955.5436 | 26861.0904 | 30724.8303 | 31021.285 | 31307.6648 | 32253.8852 | 32537.582 | 33520.7 | 33800.3248 | 34821.325 | 35095.3296 | 35354.2256 | 35596.8599 | 35822.0237 | 36028.4505 | 36214.8133 | 36379.7226 | 36521.7233 | 13385.7849 | 0
| 73.3616 | 120.6129 | 119.7832 | 208.2669 | 280.5716 | 285.5521 | 290.4449 | 303.6251 | 308.5643 | 322.2881 | 343.0104 | 363.8814 | 375.309 | 386.5853 | 393.7916 | 401.2191 | 412.6272 | 439.2289 | 448.9348 | 468.098 | 23680.0846 | 0 | 0
Plus : L/C | 94.8971 | 162.6808 | 162.6808 | 162.6808 | 154.1092 | 154.1092 | 154.1092 | 154.1092 | 154.1092 | 154.1092 | 138.5545 | 132.0495 | 125.6943 | 119.3484 | 116.8694 | 114.0054 | 107.0295 | 84.8521 | 79.151 | 63.8818 | 63.8818 | 0 | 0
Less: Interest | -158.3295 | -273.3646 | -272.5349 | -334.1896 | -382.7827 | -386.5042 | -390.1001 | -401.9446 | -405.508 | -417.8147 | -421.5227 | -434.3853 | -437.9091 | -441.2446 | -444.329 | -447.2005 | -449.8898 | -452.519 | -454.6748 | -456.6645 | -457.6033 | 0 | 0
Difference | 9.9291 | 9.9291 | 9.9291 | 36.7581 | 51.8981 | 53.1572 | 54.454 | 55.7898 | 57.1656 | 58.5827 | 60.0423 | 61.5457 | 63.0942 | 64.6891 | 66.3319 | 68.024 | 69.7668 | 71.562 | 73.411 | 75.3154 | 23286.3632 | 0 | 0

## Project Assumptions
GLEASON, TN
ASSUMPTIONS AND SUMMARY
File Location: 'file:///mnt/12tb/@roms/datasets/enron/EDRM Enron Email Data Set v2 XML/filtered-attachments/xls/Gleason___501F___501FD.xls'#$Project Assumptions
SOURCES AND USES: |  |  |  | PROJECT DESCRIPTION: |  |  |  |  | VARIABLE OPERATING COSTS: | [5 empty] | PROPERTY TAX ASSUMPTIONS:
[11 empty] | Base Year | 1999 |  |  | Assessed Value Multiplier | 50%
Sources of Funds |  |  |  | Type of Turbines |  |  | WH501F | WH501FD |  | OEC #'s per 1200 hrs | MW'hrs | $/MWh |  | 2000-2003 Ave | Mileage Rate for School Tax | 0.15%
Equity Capital | 25% | 43592.4045 |  | No. Turbines |  |  | 1 | 2 | Water Treatment | 433.073 | 612000 | 0.70764 |  | 486.7739 | Years of School Tax Abatement | N/A
Permanent Loan | 75% | 130777.2135 |  | ISO Capacity Rating (MW) |  |  |  | 535.3 | FERC Fee | 30.6 | 612000 | 0.05 |  | 34.3944 | Mileage rate for State Tax | 0.298%
|  |  |  | Net Project MW - Site |  |  |  | 510 | Variable Maintenance | 281 | 612000 | 0.45915 |  | 315.8439 | Mileage rate for County Tax | 0.244%
Total Sources |  | 174369.618 |  | Degraded Capacity | 2% | On Merchant Hours Only |  | 499.8 | TOTAL VEP | 744.673 |  | 1.2168 |  | 837.0122 | Years of County Tax Abatement | N/A
|  |  |  | Heat Rate (HHV) |  |  |  | 10904 | [6 empty] | Milleage Rate for City | 0.386%
|  |  |  | Power Capacity Factor |  |  |  | 13.7% | COST PER START: | [5 empty] | Avg. Property Tax | 245.6064
Uses of Funds |  |  |  | Annual Peak Operating Hours |  | 1200 | TVA hours | 0 |  | No of Starts (By 10's) | Cost/Start/Turbine | Cost/Start | $Yr. (000's) | Escalation
Hard Costs: |  |  |  | Project Life (Years) |  |  |  | 20 | Major Maintenance | 120 | 6379 | 19137 | 2296.44 | 3% | BOOK INCOME ASSUMPTIONS:
Turbines |  | 95323.101 |  | Start of Commercial Operation |  | 2000-06-01 | Fraction of Yr1 | 58.33% | Start Up Fuel | 120 | 0 | 0 | 0 |  | P/E in Year 2000: | 10.5493
ABB (Transformer and Curcuit Breakers |  | 5893.811 |  | End of Commercial Operation |  | 2020-05-30 |  |  |  |  | 6379 | 19137 | 2296.44 |  | Book Depreciation Period | 30
Overhead & Fees - EECC |  | 929.8 |  | Installed Cost ($/kW) | W/Debt Res. | 341.9012 | W/O Debt Res. | 341.9012 | [6 empty] | Book Residual | 10%
Overhead & Fees - NEPCO |  | 2840.7 | [6 empty] | FIXED OPERATING COSTS: | [5 empty] | Avg Annual Int Rate Earned on EBITDA and Maint Res. | 1.349%
Base Fee |  | 3066.7 |  | VARIABLE PAYMENTS: |  |  |  |  | Payroll and Burden |  |  | 727 |  | 705.1844
NEPCO Scope (Balance of Plant Costs and Construction) |  | 32135.1 |  | Variable Energy Payment | 1.2168 | $/ MW h |  | 3% | Other O&M expenses |  |  | 270 |  | 261.8979 | CHECKS:
Switchyard |  | 10311.044 |  | Start Up Payment | 6379 | $/Start/ Turbine |  |  | Admin Fee |  |  | 176.4706 |  | 171.1751
Union Adders/Others |  | 2125.8 |  | Energy Margin | 1 | $/MWh | Capacity Factor | 2% | Marketing Fee (Merchant Only) | 0.07 | $/kw-mo | 440.659 |  | 64.2628 | Is the Balance Sheet Balanced? | YES
Spare Parts |  | 1247.007 | [6 empty] | O&M Fee |  |  | 250 |  | 242.4981 | Total Depreciable Base | 173977.95
Land Acquisition |  | 369.041 |  | PPA ASSUMPTIONS: |  |  |  |  | TOTAL FIXED O&M |  |  | 1864.1295 |  | 1445.0183 | Total Project Cost | 174369.618
Water Interconnect |  | 0 |  | Term of ECT PPA (years) |  |  |  | 3 | [6 empty] | Undepreciated Cost | 391.668
Gas Interconnection Costs |  | 1100 |  | Total PPA Capacity (MW) |  |  |  | 510 | FIXED G&A:
Power Inteconnect |  | 3700 |  | Number of Hours Called under PPA |  |  |  | 1200 | Insurance Costs: |  | Base Year | 1999 |  | 2000-2003 Ave | Land | 369.041
Sales and Use Tax on Equipment | 6% | 675 |  | Capacity Rate |  |  |  | 4 | Liability Insurance |  |  | 10 |  |  | Expensed Project Costs | 22.627
Mobilization Fuel |  | 500 |  | Capacity Rate Escalation |  |  |  | 0% | Bus Int Ins. |  |  | 50 |  |  |  | 391.668
|  | 160217.104 |  | Capacity Rate Escalation for Kaiser estimates |  |  |  | 3% | Property Insurance |  |  | 207
Soft Costs: | [8 empty] | Total Insurance Cost |  |  | 267 |  | 296.2639
EE&CC Project Management |  | 0 |  | DEBT FINANCING ASSUMPTIONS: |  |  |  |  | Utilities: Start Up Power |  |  | 70 |  | 77.6722
Mobilization of O&M |  | 908.786 |  | Use Normal Debt Structure or Alternate? |  |  |  | Alternate | Utilities Facility Load |  |  | 138
Environmental Permitting |  | 540 | [6 empty] | Interconnection Fees |  |  | 82 |  | 90.9874
Insurance During Construction |  | 200 |  |  | Tranche A | Tranche B | Tranche C | Total | Gas Pipeline Metering |  |  | 30 |  | 33.2881
Capitalized Salaries |  | 186.82 |  | Principal Amount | 0 | 0 | 0 | 0 | Miscellaneous |  |  | 75 |  | 83.2202
Resale Handling Fee | 0.25% | 0 |  | Principal Amount- Alternate | 20924.3542 | 39233.164 | 70619.6953 | 130777.2135 | TOTAL FIXED G&A |  |  | 662 |  | 581.4317
Development Expenses |  | 617.312 |  | Term | 4 | 10 | 20 | 20
Legal Expense |  | 496.457 |  | Interest Rate | 6.725% | 7.57% | 8.18% | 7.764% | O&M Escalation |  |  | 3%
Total Expensed Costs |  | 0 |  | DSCR | 1.3 | 2.5 | 2.5 | 2.308 | Operating Cost Escalation |  |  | 3%
Gleason/Weakly Expenses |  | 22.627 |  | Choose for Tranches B & C |  | Interest Only
Working Capital |  | 0 |  | Avg. Life (years) | 2.5 | 7.45 | 15.39 | 10.9456 | OPERATING COST SUMMARY:
|  | 2972.002 | [7 empty] | 1999 $000's |  | 1999 |  | 2000-2003 Ave
|  |  |  | DEBT RESERVE ASSUMPTIONS: |  |  |  |  | Variable Operating Costs | 744.673 | $/YR | 1.2168 | $/MWh | 1.3501
Financing Costs: |  |  |  | Fund from Operations or Financing? |  |  |  | Operations
Lender's Engineer |  | 0 |  | Amount of Reserve Needed (6 mos DS) |  |  |  | 7516.5511 | Major Maintenance | 2296.44 | $/YR | 19137 | $/Start | 21234.4625
Lender's Counsel |  | 0 |  | Interest Rate Earned on Outstanding Debt Reserve Balance |  |  |  | 0% | Start Up Fuel | 0 | $/YR | 0 | $/Start | 0
Financing Fee |  | 0 | [7 empty] | 2296.44 |  | 19137 |  | 21234.4625
Debt Reserves |  | 0 |  | RETURNS TO EQUITY HOLDERS:
|  | 0 |  | Preferred Equity |  | Term (yrs) |  |  | Fixed Operating Costs | 1423.4706 | $/YR | 0.23259 | $/KWm | 0.28713
[6 empty] | Coupon |  |  | Fixed G&A | 662 | $/YR | 0.10817 | $/KWm | 0.079894
Capitalized Interest: | [5 empty] | Principal |  |  | Property Tax ('02 Disc.) | 231.5075 | $/YR | 0.037828 | $/KWm | 0.040132
Carrying Interest on Project Cost | 6.4% | 11180.512 | [6 empty] | Operating Tax ('02 Disc.) | 0 | $/YR | 0 | $/KWm | 0
|  | 11180.512 |  | RETURN ON EQUTIY: | [5 empty] | 2316.9781 |  | 0.37859 |  | 0.40715
[6 empty] | Required Return on Equity |  | 12% | Total Operating Cost | 5358.0911 | $/YR
Contingency on Hard & Soft Costs |  | 0 |  |  |  | Pre-Tax |  | After-Tax |  |  |  | *
Contingency on NEPCO |  | 0 |  | Years |  | XIRR |  | XIRR | Start Up Fuel (MMBTU/Turbine)
Total Contingency |  | 0 |  | 10 |  | 19.35% |  | 14.49% | Startup Fuel Mmbtu/Turbine |  |  | 0
|  |  |  | 15 |  | 24.57% |  | 20.21%
Total Uses |  | 174369.618 |  | 20 |  | 25.72% |  | 21.27% | STATE & FEDERAL TAX ASSUMPTIONS:
[9 empty] | Federal Income Tax Rate |  |  | 35% |  | 2000-2003 Ave
MODEL TOGGLES: | [5 empty] | Pre-Tax |  | After-Tax | State Income Tax Rate |  |  | 8.25%
Fixed Price or Index Gas Curve? |  | Fixed |  | Years |  | XNPV |  | XNPV | Effective Income Tax Rate |  |  | 40.36% |  | 4446.3985
Fixed Gas Price |  | 2.5 |  | 10 |  | 19015.8378 |  | 5457.0588
Use Fed NOL Carryforward? |  | Yes |  | 15 |  | 52561.8852 |  | 28797.553 | State Utility Gross Receipts Tax Rate (Gross Rev.) |  |  | 0%
Use State NOL Carryforward? |  | Yes |  | 20 |  | 71958.0467 |  | 38525.113 | State Franchise Tax Rate (Capital or BV of assets) |  |  | 0% |  | 0
Maximum Term of Carryforward (years) |  | 15 | [6 empty] | State Sales and Use Tax Rate on Fuel |  |  | 6%
Assumed run hours or dispatched? |  | Assumed | [6 empty] | KREDA Intercompany Loan |  | 0% | 0
Allow Merchant Energy Revenue? |  | No
Allow Residual Capacity Value? |  | No
Residual Capacity Value ($/kWmo) |  | 0
Kaiser Capacity Curve
Base, Low, Mid or Percentage (1, 2, 3 or 4) |  | 1
Percentage for Option 4 |  | 50%
Energy Curve Selector |  | Marginal Cost Curve
Pass through Variable O&M? |  | No
Auction Value
Multiples
|  |  | IPO Value | Total Value | 174369.618
| TO DO |  |  | Less Cost | 174369.618
| IDC amortized |  | * | Net Value | 0
| check util |  | **
|  |  |  | IPO Equity Valuation* |  | REIT Equity Value**
|  |  |  | 12 | 16 | 8 | 10
|  |  |  | -6851.3499 | 5396.87 | 29175.0646 | 47367.8331
IPO = NPV of 2001 Earnings*Multiple-Equity-Capacity Delta
Reit =NPV of 2001 EBT*Multiple-Equity-Capacity Delta
Checked and verified
Check with Tax
Modelling or Assumption # change needed
Need clarication of principle
Changed
*
Note on A14: Uses of Funds: All cost figures come from the Control Budget put together by the Accounting Dept.
Note on B54: IDC Rate: Neil S-C: 2/16/99 Enron Capital & Trade Resources confirmation memo to Rodney Malcom for Swap Transaction Deal No. M140023
Note on C16: Turbines: This is the 501FD and the 501F which are broken out in the Control Budget.
Note on C29: SALES OF USE TAX ON EQUIPMENT Neil S-C; 3/31/99 The rate is 6% on all construction and non-manufacturing equipment. The worst case expected by Tom Huntington is on Total Hard Costs less the Turbines, $5.8M for the transformers and the Spare Parts. Verified with the Control Budget Version #2 Sheetal J Bajoria x3-5692: Jan 29,99 Verified as per Capital Control Budget from Tammy Sheppard, Revision#11: 13,896
Note on C41: Gleason/Weakly Costs: These costs are not Capitalized as the are expensed. I am showing this expense in the 1st year.
Note on C42: Gleason/Weakly Costs: These costs are not Capitalized as the are expensed. I am showing this expense in the 1st year.
Note on C54: IDC: The IDC is not calculated in this model. The model has the funcionality but see the Control Budget. This includes; Interest SWAP, IDC, and the Commitment Fee.
Note on C61: Total Uses: This should tie out to the latest weekly Control Budget.
Note on F38: Tranche A: Used only for the Alternative Structure and is 16.2% of total debt based on the portfolio bond indenture.
Note on G14: ANNUAL PEAK OPERATING HOURS Sheetal J Bajoria x3-5692: Based on document EE&CC, Mike Nanny 12/22/98. PROBABLY WILL BE MUCH LOWER THAN THIS. PROBABLY IN RANGE OF 750-1200. Unless the permits are changed. Does not affect NPV B.Rogers: Changed to 1200 Hrs. per Doug Sewel and Kevin Presto request
Note on G38: Tranche B: Used only for the Alternative Debt and is 30% of cost based on the portfolio structure in the consolidated model.
Note on H7: TYPE OF TURBINE Sheetal: feb 2, changed to GT 501 D5A and D5 Bryan Garrett: These are the machines that were previously slated for installation at the Fulton site.
Note on H38: Tranche C: Used only for the Alternative Structure and assumes 54.2% of total debt based on portfolio. See consolidated model.
Note on I7: TYPE OF TURBINE Sheetal: feb 2, changed to GT 501 D5A and D5 Bryan Garrett: These are the machines that were previously slated for installation at the Fulton site.
Note on I10: NET MW: Neil S-C, 3/1/99 Tom Huntington has confirmed that the site MW are between 500 and 510. See memo in Specs section of binder Neil S-C, 2/21/99 This was 509 and Rodney related that it is really 480 MW Site
Note on I12: HEAT RATE Sheetal J Bajoria x3-5692 Feb 2, 99: changed from 11,461 to 11,344 wrt to document from Azim Javin (EE&CC) dated 2/1/99. 11,344 represents the Net Heat Rate, Btu/kWh HHV at a 90 degree ambient temperature.
Note on I28: 2/10/99 Sheetal J Bajoria x3-5692:
Note on I34: Debt Structure: The Alternate Structure follows the CSFB bond offering and the Normal Structure is driven off of the coverage ratios.
Note on I38: Debt: Back into 75% leverage to stay consistent with the CSFB terms and the consolidated model.
Note on L7: Variable O&M Hours Neil S-C: 2/16/99 I have left 1200 here as the estimates were done on this run time. Rodney had asked why this was different than the Operating Hours., which the expense calc's are based on.
Note on L8: WATER VARIABLE O&M Neil S-C, 3/1/99 David Ehler sent out this correction in early Feb. I received it this morning Sheetal J Bajoria x3-5692, 1/27/99: SE Peaking power projects, O&M Estimates, D Ehler, B Scmitt, dated 1/22/99: -Confirmed 746. Rewired to be truly variable with hours and MW
Note on L10: VARIABLE MAINTENANCE Sheetal J Bajoria x3-5692, 1/27/99: SE Peaking power projects, O&M Estimates, D Ehler, B Scmitt, dated 1/22/99: -Confirmed 746. Rewired to be truly variable with hours and MW
Note on M8: Variable MW's Neil S-C: 2/16/99 Directly from the OEC cost estimate.
Note on N20: PAYROLL AND BURDEN Sheetal J Bajoria x3-5692, 1/27/99: SE Peaking power projects, O&M Estimates, D Ehler, B Scmitt, dated 1/22/99 was 428, now 465.69, based on 454 MW
Note on N21: OTHER O&M EXPENSES Sheetal J Bajoria x3-5692, 1/27/99: SE Peaking power projects, O&M Estimates, D Ehler, B Scmitt, dated 1/22/99 was 230.changed to 235.76, calc based on 454
Note on N24: MANAGEMENT FEE Sheetal J Bajoria x3-5692, 1/27/99: SE Peaking power projects, O&M Estimates, D Ehler, B Scmitt, dated 1/22/99 was 429, now 200. Based on 454 MW
Note on N29: LIABILITY INSURANCE Sheetal J Bajoria x3-5692, 1/29/99: wrt Email from Paul Clayton, CORP INSR, to Agatha Andraczke on 1/20/99. Number based on corporate allocation of costs. Was zero now 10
Note on N30: BUSINESS INTERUPTION INSURANCE Sheetal J Bajoria x3-5692, 1/29/99: wrt Email from Paul Clayton, CORP INSR, to Agatha Andraczke on 1/20/99. Number based on corporate allocation of costs. Was 77 now 30
Note on N31: OPS. AND MACHINERT INSURANCE Neil S-C; 3/29/99 I have based this off of the 1999 estimates from David Marshall of 0.128% of Replacement Value. Sheetal J Bajoria x3-5692, 1/29/99: wrt Email from Paul Clayton, CORP INSR, to Agatha Andraczke on 1/20/99. Number based on corporate allocation of costs. Was 125 now 180
Note on N33: UTILITIES: Neil S-C, 3/2/99 This is off of Brownsville and reduced according to # of turbines.
Note on N34: UTILITIES: Neil S-C, 3/2/99 I am using Brownsville as a proxy.
Note on N59: START UP FUEL: The volume per start comes from Kevin Presto's Gencon group but the model is not reflecting a cost as it is a true pass through and the consolidated model is not reflecting it.
Note on N63: STATE INCOME TAX RATE Sheetal J Bajoria x3-5692: 2/10/99 : PER MEMO From PAT MALOY TO Clay spears dated 6/29/98 wrt. TN taxes. The state income tax rate was changed from 5% (in Bryans model as of 1/25/99) to 6%.
Note on N66: STATE UTILITY GROSS RECEIPTS TAX RATE ON GROSS REVENUE Sheetal J Bajoria x3-5692: 2/2/99: Per memo from Patrick Maloy to Clay Spears wrt taxes in TN, DATED 6/29/98 2/11/99 Per KEvin Presto, gross receipts refers to only the Energy payment and furthermore is payable on non-TVA hours. Pay greater of (state util gross receipts) or (excise util + Franchise)
Note on N67: STATE FRANCHISE TAX RATE ON CAPITAL Neil S-C 5/20/99 It has been determined and confirmed by Patrick Maloy that as a public service company the LLC is exempted. Sheetal J Bajoria x3-5692: 2/2/99: Per memo from Patrick Maloy to Clay Spears wrt taxes in TN, DATED 6/29/98 Pay greater of (state util gross rec) or (excise util + Franchise )
Note on N68: STATE SALES AND USE TAS RATE ON FUEL: Neil S-C, 3/15/99 From the Ogden Newell & Welch document an example highlights the mechanics. All fuel cost is exempted except for 3% of the total production cost. Gas used in power production is exempt from Sales and use tax.
Note on N69: Tom Huntington: This principal amount plus interest equates to state tax credits available under the KREDA program. The principal is a negotiated amount with the state of KY.
Note on U7: SCHOOL MILLAGE RATE: Sheetal J Bajoria x3-5692: 2/10/99 Need verification from Clay Spears
Note on U10: COUNTY MILLAGE RATE: Sheetal J Bajoria x3-5692: 2/10/99 NEED VERIFICATION FROM Clay Spears
Note on U12: CITY RATE: Sheetal J Bajoria x3-5692: 2/10/99 NEED VERIFICATION FROM Clay Spears
Note on U13: PROPERTY TAXES Sheetal J Bajoria x3-5692: per the "Real Property Lease Agreement" between Brownsville Power I, LLC and the Industrial Development Board of the City of Brownsville, Tennessee. Section 6.02. This abatement is valid for 15 years. The calculation after 15 years needs to checked and automated.
PRINT
Tax Calc.

## PPA Assumptions &Summary
GLEASON, TN
PPA Assumptions and Pricing Summary
|  | 1 | 2 | 3 | 4 | 5 | 6 | 7 | 8 | 9 | 10 | 11 | 12 | 13 | 14 | 15 | 16 | 17 | 18 | 19 | 20 | 21 | 22 | 23 | 24 | 25
|  | 2000 | 2001 | 2002 | 2003 | 2004 | 2005 | 2006 | 2007 | 2008 | 2009 | 2010 | 2011 | 2012 | 2013 | 2014 | 2015 | 2016 | 2017 | 2018 | 2019 | 2020 | 2021 | 2022 | 2023 | 2024
Months of Operation |  | 7 | 12 | 12 | 12 | 12 | 12 | 12 | 12 | 12 | 12 | 12 | 12 | 12 | 12 | 12 | 12 | 12 | 12 | 12 | 12 | 5 | 0 | 0 | 0 | 0
Months of Year Under PPA |  | 7 | 12 | 12 | 5 | 0 | 0 | 0 | 0 | 0 | 0 | 0 | 0 | 0 | 0 | 0 | 0 | 0 | 0 | 0 | 0 | 0 | 0 | 0 | 0 | 0
Months of Year Merchant |  | 0 | 0 | 0 | 7 | 12 | 12 | 12 | 12 | 12 | 12 | 12 | 12 | 12 | 12 | 12 | 12 | 12 | 12 | 12 | 12 | 5 | 0 | 0 | 0 | 0
% of Capacity Under PPA |  | 100% | 100% | 100% | 41.67% | 0% | 0% | 0% | 0% | 0% | 0% | 0% | 0% | 0% | 0% | 0% | 0% | 0% | 0% | 0% | 0% | 0% | 0% | 0% | 0% | 0%
Capacity Payment Terms |  | PPA | PPA | PPA | BLENDED | MERCH. | MERCH. | MERCH. | MERCH. | MERCH. | MERCH. | MERCH. | MERCH. | MERCH. | MERCH. | MERCH. | MERCH. | MERCH. | MERCH. | MERCH. | MERCH. | MERCH.
Energy ($/MWH) |  | 27.26 | 27.26 | 27.26 | 27.26 | 27.26 | 27.26 | 27.26 | 27.26 | 27.26 | 27.26 | 27.26 | 27.26 | 27.26 | 27.26 | 27.26 | 27.26 | 27.26 | 27.26 | 27.26 | 27.26 | 27.26 | 0 | 0 | 0 | 0
Capacity ($/kw-mo) |  | 4 | 4 | 4 | 4.9915 | 5.7713 | 5.8419 | 5.9116 | 6.0889 | 6.1596 | 6.3444 | 6.4159 | 6.6084 | 6.6806 | 6.7512 | 6.82 | 6.8869 | 6.9516 | 7.014 | 7.0739 | 7.1311 | 7.1854 | 0 | 0 | 0 | 0
Capacity Escalation Index | 3.6048 | bar: 1 2000 to 25 2024
Ancillary Services | 12% | 0 | 0 | 0 | 0 | 0 | 0 | 0 | 0 | 0 | 0 | 0 | 0 | 0 | 0 | 0 | 0 | 0 | 0 | 0 | 0 | 0 | 0 | 0 | 0 | 0
Fees |  | 0 | 0 | 0 | 0 | 0 | 0 | 0 | 0 | 0 | 0 | 0 | 0 | 0 | 0 | 0 | 0 | 0 | 0 | 0 | 0 | 0 | 0 | 0 | 0 | 0
r | bar: 17 2016 to 20 2019
Ancillary Services |  | 16 2015: 0; 17 2016: 0; 18 2017: 0; 19 2018: 0; 20 2019: 0
Fees |  | 16 2015: 0; 17 2016: 0; 18 2017: 0; 19 2018: 0; 20 2019: 0
Power Pricing Summary
All in Power Price $/MWH |  | 55.7348 | 72.5648 | 72.7235 | 80.3138 | 86.6935 | 87.4703 | 88.2406 | 90.0689 | 90.8546 | 92.7614 | 93.561 | 95.5489 | 96.3612 | 97.1609 | 97.9463 | 98.716 | 99.4683 | 100.2015 | 100.9137 | 101.603 | 61.1718 | 0 | 0 | 0 | 0
Fuel $/MWH |  | 27.26 | 27.26 | 27.26 | 27.26 | 27.26 | 27.26 | 27.26 | 27.26 | 27.26 | 27.26 | 27.26 | 27.26 | 27.26 | 27.26 | 27.26 | 27.26 | 27.26 | 27.26 | 27.26 | 27.26 | 27.26 | 0 | 0 | 0 | 0
Variable O&M $/MWH |  | 1.2533 | 1.2909 | 1.3296 | 1.3695 | 1.4106 | 1.4529 | 1.4965 | 1.5414 | 1.5876 | 1.6353 | 1.6843 | 1.7348 | 1.7869 | 1.8405 | 1.8957 | 1.9526 | 2.0112 | 2.0715 | 2.1336 | 2.1977 | 2.2636 | 0 | 0 | 0 | 0
Marginal cost of Generation $/MWh |  | 28.5133 | 28.5509 | 28.5896 | 28.6295 | 28.6706 | 28.7129 | 28.7565 | 28.8014 | 28.8476 | 28.8953 | 28.9443 | 28.9948 | 29.0469 | 29.1005 | 29.1557 | 29.2126 | 29.2712 | 29.3315 | 29.3936 | 29.4577 | 29.5236 | 0 | 0 | 0 | 0
Operations & Maintenance Costs
Annual Costs by Type: | Term Ave
Total Variable Operating Cost | 1056.3028 | 767.0132 | 790.0236 | 813.7243 | 856.3175 | 887.9835 | 914.623 | 942.0616 | 970.3235 | 999.4332 | 1029.4162 | 1060.2987 | 1092.1076 | 1124.8709 | 1158.617 | 1193.3755 | 1229.1768 | 1266.0521 | 1304.0336 | 1343.1547 | 1383.4493 | 1424.9528 | 0 | 0 | 0
Total Start Up Cost | 3177.8694 | 2365.3332 | 2436.2932 | 2509.382 | 2584.6635 | 2662.2034 | 2742.0695 | 2824.3315 | 2909.0615 | 2996.3333 | 3086.2233 | 3178.81 | 3274.1743 | 3372.3996 | 3473.5715 | 3577.7787 | 3685.1121 | 3795.6654 | 3909.5354 | 4026.8214 | 4147.6261 | 4272.0549 | 0 | 0 | 0
Total Fixed (incl G&A) | 3312.9677 | 1283.0619 | 2212.4757 | 2278.85 | 2604.2666 | 2871.5107 | 2957.656 | 3046.3857 | 3137.7773 | 3231.9106 | 3328.8679 | 3428.734 | 3531.596 | 3637.5439 | 3746.6702 | 3859.0703 | 3974.8424 | 4094.0877 | 4216.9103 | 4343.4176 | 4473.7201 | 1995.9336 | 0 | 0 | 0
Total Property Taxes | 245.6064 | 245.6064 | 245.6064 | 245.6064 | 245.6064 | 245.6064 | 245.6064 | 245.6064 | 245.6064 | 245.6064 | 245.6064 | 245.6064 | 245.6064 | 245.6064 | 245.6064 | 245.6064 | 245.6064 | 245.6064 | 245.6064 | 245.6064 | 245.6064 | 245.6064 | 0 | 0 | 0
Total Operating Taxes | 0 | 0 | 0 | 0 | 0 | 0 | 0 | 0 | 0 | 0 | 0 | 0 | 0 | 0 | 0 | 0 | 0 | 0 | 0 | 0 | 0 | 0 | 0 | 0 | 0
Total Debt Service | 12266.2264 | 15384.893 | 15033.1022 | 16642.9697 | 18104.3397 | 13636.8593 | 13224.3305 | 13517.9985 | 13047.7027 | 16500.7234 | 18401.2877 | 7619.4414 | 8094.5707 | 7805.7362 | 7516.9016 | 7228.0671 | 6939.2325 | 10181.3827 | 11016.1075 | 12441.4954 | 12987.3857 | 0 | 0 | 0 | 0
Total Annual Expenses |  | 20045.9076 | 20717.5011 | 22490.5324 | 24395.1936 | 20304.1632 | 20084.2853 | 20576.3838 | 20310.4714 | 23974.0069 | 26091.4015 | 15532.8904 | 16238.055 | 16186.1568 | 16141.3667 | 16103.8979 | 16073.9701 | 19582.7942 | 20692.1932 | 22400.4955 | 23237.7875 | 7938.5476 | 0 | 0 | 0
Breakout of Total Fixed: | Term Ave
Fixed Operating Costs | 1939.2879 | 855.2686 | 1510.1599 | 1555.4647 | 1602.1287 | 1650.1925 | 1699.6983 | 1750.6893 | 1803.21 | 1857.3063 | 1913.0254 | 1970.4162 | 2029.5287 | 2090.4145 | 2153.127 | 2217.7208 | 2284.2524 | 2352.78 | 2423.3634 | 2496.0643 | 2570.9462 | 1103.3644 | 0 | 0 | 0
Fixed G&A | 903.3883 | 427.7933 | 702.3158 | 723.3853 | 745.0868 | 767.4394 | 790.4626 | 814.1765 | 838.6018 | 863.7598 | 889.6726 | 916.3628 | 943.8537 | 972.1693 | 1001.3344 | 1031.3744 | 1062.3157 | 1094.1851 | 1127.0107 | 1160.821 | 1195.6456 | 589.0933 | 0 | 0 | 0
$/kWmo Costs by Type: | Term Ave
Variable Operating Costs $/kWmo | 0.17707 | 0.21485 | 0.12909 | 0.13296 | 0.13992 | 0.1451 | 0.14945 | 0.15393 | 0.15855 | 0.16331 | 0.16821 | 0.17325 | 0.17845 | 0.1838 | 0.18932 | 0.195 | 0.20085 | 0.20687 | 0.21308 | 0.21947 | 0.22605 | 0.55881 | #DIV/0! | #DIV/0! | #DIV/0!
Start Up Cost $/KW mo | 0.53306 | 0.66256 | 0.39809 | 0.41003 | 0.42233 | 0.435 | 0.44805 | 0.46149 | 0.47534 | 0.4896 | 0.50428 | 0.51941 | 0.535 | 0.55105 | 0.56758 | 0.5846 | 0.60214 | 0.62021 | 0.63881 | 0.65798 | 0.67772 | 1.6753 | #DIV/0! | #DIV/0! | #DIV/0!
Fixed Operating Costs $/kWmo | 0.54882 | 0.3594 | 0.36152 | 0.37236 | 0.42553 | 0.4692 | 0.48328 | 0.49778 | 0.51271 | 0.52809 | 0.54393 | 0.56025 | 0.57706 | 0.59437 | 0.6122 | 0.63057 | 0.64948 | 0.66897 | 0.68904 | 0.70971 | 0.731 | 0.78272 | #DIV/0! | #DIV/0! | #DIV/0!
Total Operating Costs $/kWmo | 1.259 | 1.2368 | 0.88869 | 0.91535 | 0.98779 | 1.0493 | 1.0808 | 1.1132 | 1.1466 | 1.181 | 1.2164 | 1.2529 | 1.2905 | 1.3292 | 1.3691 | 1.4102 | 1.4525 | 1.496 | 1.5409 | 1.5872 | 1.6348 | 3.0168 | #DIV/0! | #DIV/0! | #DIV/0!
Total Op. Costs $/kWmo (excluding Debt Service) | 1.259 | 1.2368 | 0.88869 | 0.91535 | 0.98779 | 1.0493 | 1.0808 | 1.1132 | 1.1466 | 1.181 | 1.2164 | 1.2529 | 1.2905 | 1.3292 | 1.3691 | 1.4102 | 1.4525 | 1.496 | 1.5409 | 1.5872 | 1.6348 | 3.0168 | #DIV/0! | #DIV/0! | #DIV/0!
Property Taxes | 0.041565 | 0.068797 | 0.040132 | 0.040132 | 0.040132 | 0.040132 | 0.040132 | 0.040132 | 0.040132 | 0.040132 | 0.040132 | 0.040132 | 0.040132 | 0.040132 | 0.040132 | 0.040132 | 0.040132 | 0.040132 | 0.040132 | 0.040132 | 0.040132 | 0 | #DIV/0! | #DIV/0! | #DIV/0!
Operating Taxes $/Kwmo | 0 | 0 | 0 | 0 | 0 | 0 | 0 | 0 | 0 | 0 | 0 | 0 | 0 | 0 | 0 | 0 | 0 | 0 | 0 | 0 | 0 | 0 | #DIV/0! | #DIV/0! | #DIV/0!
Debt Service $/kWmo | 2.0941 | 4.3095 | 2.4564 | 2.7194 | 2.9582 | 2.2282 | 2.1608 | 2.2088 | 2.132 | 2.6962 | 3.0067 | 1.245 | 1.3226 | 1.2754 | 1.2283 | 1.1811 | 1.1339 | 1.6636 | 1.8 | 2.0329 | 2.1221 | 0 | #DIV/0! | #DIV/0! | #DIV/0!
Total Op. Cost $/kWmo (including Debt Service) | 3.3946 | 5.6151 | 3.3852 | 3.6749 | 3.9861 | 3.3177 | 3.2817 | 3.3622 | 3.3187 | 3.9173 | 4.2633 | 2.5381 | 2.6533 | 2.6448 | 2.6375 | 2.6314 | 2.6265 | 3.1998 | 3.3811 | 3.6602 | 3.797 | 3.0168 | #DIV/0! | #DIV/0! | #DIV/0!
Fixed Operating Costs | 0.32187 | 0.23957 | 0.24676 | 0.25416 | 0.26179 | 0.26964 | 0.27773 | 0.28606 | 0.29464 | 0.30348 | 0.31259 | 0.32196 | 0.33162 | 0.34157 | 0.35182 | 0.36237 | 0.37324 | 0.38444 | 0.39597 | 0.40785 | 0.42009 | 0.43269 | #DIV/0! | #DIV/0! | #DIV/0!
Fixed G&A | 0.15011 | 0.11983 | 0.11476 | 0.1182 | 0.12175 | 0.1254 | 0.12916 | 0.13304 | 0.13703 | 0.14114 | 0.14537 | 0.14973 | 0.15422 | 0.15885 | 0.16362 | 0.16853 | 0.17358 | 0.17879 | 0.18415 | 0.18968 | 0.19537 | 0.23102 | #DIV/0! | #DIV/0! | #DIV/0!
$/MWh Costs by Type: | Term Ave
Variable Operating Cost $/MWh | 1.6838 | 1.2533 | 1.2909 | 1.3296 | 1.3695 | 1.4106 | 1.4529 | 1.4965 | 1.5414 | 1.5876 | 1.6353 | 1.6843 | 1.7348 | 1.7869 | 1.8405 | 1.8957 | 1.9526 | 2.0112 | 2.0715 | 2.1336 | 2.1977 | 2.2636 | #DIV/0! | #DIV/0! | #DIV/0!
Start Up Cost $/ MWh | 5.0661 | 3.8649 | 3.9809 | 4.1003 | 4.1336 | 4.229 | 4.3559 | 4.4865 | 4.6211 | 4.7598 | 4.9026 | 5.0496 | 5.2011 | 5.3572 | 5.5179 | 5.6834 | 5.8539 | 6.0295 | 6.2104 | 6.3967 | 6.5886 | 0
Fixed O&M $/MWh | 5.2773 | 2.0965 | 3.6152 | 3.7236 | 4.165 | 4.5615 | 4.6983 | 4.8393 | 4.9845 | 5.134 | 5.288 | 5.4466 | 5.61 | 5.7783 | 5.9517 | 6.1302 | 6.3142 | 6.5036 | 6.6987 | 6.8996 | 7.1066 | 3.1706 | #DIV/0! | #DIV/0! | #DIV/0!
Total O&M $/MWh | 12.0272 | 7.2147 | 8.8869 | 9.1535 | 9.6681 | 10.2011 | 10.5071 | 10.8223 | 11.147 | 11.4814 | 11.8258 | 12.1806 | 12.546 | 12.9224 | 13.3101 | 13.7094 | 14.1207 | 14.5443 | 14.9806 | 15.43 | 15.8929 | 5.4342 | #DIV/0! | #DIV/0! | #DIV/0!
Consultant's Capacity Curve
Kaiser Base | 6.3588 | 5.6581 | 5.6458 | 5.7213 | 5.6998 | 5.7713 | 5.8419 | 5.9116 | 6.0889 | 6.1596 | 6.3444 | 6.4159 | 6.6084 | 6.6806 | 6.7512 | 6.82 | 6.8869 | 6.9516 | 7.014 | 7.0739 | 7.1311 | 7.1854
Kaiser Low | 4.9867 | 4.5088 | 4.7352 | 4.8772 | 5.0235 | 5.1742 | 5.3295 | 5.2782 | 5.2191 | 5.0397 | 4.9602 | 4.8713 | 4.8951 | 4.9159 | 4.8037 | 4.8141 | 4.8208 | 4.9654 | 5.1144 | 5.1173 | 5.2708 | 5.429
Kaiser Mid (Average of Base and Low) | 5.6728 | 5.0835 | 5.1905 | 5.2993 | 5.3616 | 5.4727 | 5.5857 | 5.5949 | 5.654 | 5.5997 | 5.6523 | 5.6436 | 5.7518 | 5.7983 | 5.7775 | 5.8171 | 5.8538 | 5.9585 | 6.0642 | 6.0956 | 6.201 | 6.3072
Kaiser Percent (Percentage of Low and Mid) | 5.3298 | 4.7962 | 4.9628 | 5.0882 | 5.1926 | 5.3235 | 5.4576 | 5.4366 | 5.4366 | 5.3197 | 5.3062 | 5.2575 | 5.3234 | 5.3571 | 5.2906 | 5.3156 | 5.3373 | 5.462 | 5.5893 | 5.6065 | 5.7359 | 5.8681
Kaiser TVA Base $/kw-year (in 1998 real $) | REAL | 64 | 62 | 61 | 59 | 58 | 57 | 56 | 56 | 55 | 55 | 54 | 54 | 53 | 52 | 51 | 50 | 49 | 48 | 47 | 46 | 45
Kaiser TVA Low $/kw-year (in 1998 real $) | REAL | 51 | 52 | 52 | 52 | 52 | 52 | 50 | 48 | 45 | 43 | 41 | 40 | 39 | 37 | 36 | 35 | 35 | 35 | 34 | 34 | 34
Consultant's Energy Curve
Kaiser Peak | 3% | 45.014 | 46.3644 | 49.4896 | 52.8224 | 56.3738 | 60.1765 | 60.6682 | 61.1599 | 61.6626 | 62.1652 | 62.6788 | 60.2639 | 57.9582 | 55.7291 | 53.5873 | 51.533 | 52.2324 | 52.9317 | 53.6529 | 53.6529 | 0
Kaiser Off peak |  | 44.9079 | 46.2551 | 49.1509 | 52.2324 | 55.5105 | 58.9854 | 59.3788 | 59.7722 | 60.1765 | 60.5808 | 60.9851 | 57.8708 | 54.9095 | 52.1012 | 49.4459 | 46.9217 | 47.2932 | 47.6648 | 48.0363 | 48.0363 | 0
ECT Peak Curve |  | 0 | 0 | 0 | 0 | 0 | 0 | 0 | 0 | 0 | 0 | 0 | 0 | 0 | 0 | 0 | 0 | 0 | 0 | 0 | 0 | 0
Marginal Cost Curve |  | 27.26 | 27.26 | 27.26 | 27.26 | 27.26 | 27.26 | 27.26 | 27.26 | 27.26 | 27.26 | 27.26 | 27.26 | 27.26 | 27.26 | 27.26 | 27.26 | 27.26 | 27.26 | 27.26 | 27.26 | 27.26
Kaiser Peak as of 1996 ( $ / MWh ) | REAL | 39.75 | 42.43 | 45.29 | 48.34 | 51.59 | 55.07 | 55.52 | 55.97 | 56.43 | 56.89 | 57.36 | 55.15 | 53.04 | 51 | 49.04 | 47.16 | 47.8 | 48.44 | 49.1 | 49.1
Kaiser Off Peak as of 1996 ( $ / MWh ) | REAL | 39.83 | 42.33 | 44.98 | 47.8 | 50.8 | 53.98 | 54.34 | 54.7 | 55.07 | 55.44 | 55.81 | 52.96 | 50.25 | 47.68 | 45.25 | 42.94 | 43.28 | 43.62 | 43.96 | 43.96
Note on A69: Sheetal J Bajoria x3-5692: from ICF kaisiser presentationn dated Sept 23, 98, ppage 36,
Note on A70: Sheetal J Bajoria x3-5692: from ICF kaisiser presentationn dated Sept 23, 98, ppage 36,
Note on A78: Energy Curve: Neil S-C, 2/17/99 From the ICF Kaiser Market Assessment of TVA dated 9/23/98
Note on A79: Energy Curve: Neil S-C, 2/17/99 From the ICF Kaiser Market Assessment of TVA dated 9/23/98
Note on B73: Sheetal J Bajoria x3-5692: `
Note on C21: Bryan Garrett: This is lower because you have only a partial year's costs vs a full year's MWh output (this is due to the fact that the plant only runs during summer months.

## Operations
GLEASON, TN
Operations
| 1 | 2 | 3 | 4 | 5 | 6 | 7 | 8 | 9 | 10 | 11 | 12 | 13 | 14 | 15 | 16 | 17 | 18 | 19 | 20 | 21
| 2000 | 2001 | 2002 | 2003 | 2004 | 2005 | 2006 | 2007 | 2008 | 2009 | 2010 | 2011 | 2012 | 2013 | 2014 | 2015 | 2016 | 2017 | 2018 | 2019 | 2020
PPA Plant Output Summary
Capacity Degradation | bar: 1 2000 to 21 2020
Heat Rate Degradation | bar: 1 2000 to 21 2020
Degraded Capacity (MW) | 510 | 510 | 510 | 510 | 510 | 510 | 510 | 510 | 510 | 510 | 510 | 510 | 510 | 510 | 510 | 510 | 510 | 510 | 510 | 510 | 510
Peak Capacity Sales Rate (MW) | 510 | 510 | 510 | 212.5 | 0 | 0 | 0 | 0 | 0 | 0 | 0 | 0 | 0 | 0 | 0 | 0 | 0 | 0 | 0 | 0 | 0
Peak Hours | 1200 | 1200 | 1200 | 1200 | 1200 | 1200 | 1200 | 1200 | 1200 | 1200 | 1200 | 1200 | 1200 | 1200 | 1200 | 1200 | 1200 | 1200 | 1200 | 1200 | 1200
Maximum Peak Generation (MWh) | 612000 | 612000 | 612000 | 255000 | 0 | 0 | 0 | 0 | 0 | 0 | 0 | 0 | 0 | 0 | 0 | 0 | 0 | 0 | 0 | 0 | 0
Merchant Plant Output Summary
Capacity Degradation | bar: 1 2000 to 21 2020
Heat Rate Degradation | bar: 1 2000 to 21 2020
Degraded Capacity (MW) | 524.594 | 524.594 | 524.594 | 524.594 | 524.594 | 524.594 | 524.594 | 524.594 | 524.594 | 524.594 | 524.594 | 524.594 | 524.594 | 524.594 | 524.594 | 524.594 | 524.594 | 524.594 | 524.594 | 524.594 | 524.594
Peak Capacity Sales Rate (MW) | 0 | 0 | 0 | 302.443 | 514.1021 | 514.1021 | 514.1021 | 514.1021 | 514.1021 | 514.1021 | 514.1021 | 514.1021 | 514.1021 | 514.1021 | 514.1021 | 514.1021 | 514.1021 | 514.1021 | 514.1021 | 514.1021 | 514.1021
Peak Energy Sales (MW) | 0 | 0 | 0 | 6.1203 | 10.4919 | 10.4919 | 10.4919 | 10.4919 | 10.4919 | 10.4919 | 10.4919 | 10.4919 | 10.4919 | 10.4919 | 10.4919 | 10.4919 | 10.4919 | 10.4919 | 10.4919 | 10.4919 | 10.4919
Peak Hours | 1200 | 1200 | 1200 | 1200 | 1200 | 1200 | 1200 | 1200 | 1200 | 1200 | 1200 | 1200 | 1200 | 1200 | 1200 | 1200 | 1200 | 1200 | 1200 | 1200 | 1200
Maximum Peak Generation (MWh) | 0 | 0 | 0 | 370275.9317 | 629512.8 | 629512.8 | 629512.8 | 629512.8 | 629512.8 | 629512.8 | 629512.8 | 629512.8 | 629512.8 | 629512.8 | 629512.8 | 629512.8 | 629512.8 | 629512.8 | 629512.8 | 629512.8 | 629512.8
PPA to Merchant Split
PPA MWh | 612000 | 612000 | 612000 | 255000 | 0 | 0 | 0 | 0 | 0 | 0 | 0 | 0 | 0 | 0 | 0 | 0 | 0 | 0 | 0 | 0 | 0
% of Total MWh Taken | 100% | 100% | 100% | 40.78% | 0% | 0% | 0% | 0% | 0% | 0% | 0% | 0% | 0% | 0% | 0% | 0% | 0% | 0% | 0% | 0% | 0%
Market MWh | 0 | 0 | 0 | 370275.9317 | 629512.8 | 629512.8 | 629512.8 | 629512.8 | 629512.8 | 629512.8 | 629512.8 | 629512.8 | 629512.8 | 629512.8 | 629512.8 | 629512.8 | 629512.8 | 629512.8 | 629512.8 | 629512.8 | 629512.8
% of Total MWh Taken | 0% | 0% | 0% | 59.22% | 100% | 100% | 100% | 100% | 100% | 100% | 100% | 100% | 100% | 100% | 100% | 100% | 100% | 100% | 100% | 100% | 100%
Actual MWh Produced | 612000 | 612000 | 612000 | 625275.9317 | 629512.8 | 629512.8 | 629512.8 | 629512.8 | 629512.8 | 629512.8 | 629512.8 | 629512.8 | 629512.8 | 629512.8 | 629512.8 | 629512.8 | 629512.8 | 629512.8 | 629512.8 | 629512.8 | 629512.8
% of Total MWH Available | 100% | 100% | 100% | 100% | 100% | 100% | 100% | 100% | 100% | 100% | 100% | 100% | 100% | 100% | 100% | 100% | 100% | 100% | 100% | 100% | 100%
Degraded Peak Heat Rate (Btu/kWh) | 10904 | 10904 | 10904 | 10904 | 10904 | 10904 | 10904 | 10904 | 10904 | 10904 | 10904 | 10904 | 10904 | 10904 | 10904 | 10904 | 10904 | 10904 | 10904 | 10904 | 10904
Peak Fuel MMBBtu | 6673.248 | 6673.248 | 6673.248 | 6818.0088 | 6864.2076 | 6864.2076 | 6864.2076 | 6864.2076 | 6864.2076 | 6864.2076 | 6864.2076 | 6864.2076 | 6864.2076 | 6864.2076 | 6864.2076 | 6864.2076 | 6864.2076 | 6864.2076 | 6864.2076 | 6864.2076 | 6864.2076
Peak Fuel Cost $000 | 16683.12 | 16683.12 | 16683.12 | 17045.0219 | 17160.5189 | 17160.5189 | 17160.5189 | 17160.5189 | 17160.5189 | 17160.5189 | 17160.5189 | 17160.5189 | 17160.5189 | 17160.5189 | 17160.5189 | 17160.5189 | 17160.5189 | 17160.5189 | 17160.5189 | 17160.5189 | 17160.5189
Sales and Use Tax on Fuel | 14.2344 | 20.2511 | 20.5448 | 21.3428 | 22.0204 | 21.9386 | 21.9897 | 22.3576 | 22.7365 | 23.1268 | 23.5288 | 23.9429 | 24.3694 | 24.8087 | 25.2611 | 25.7271 | 26.2072 | 26.7016 | 27.2108 | 27.7353 | 23.574
Start up fuel cost for all turbines | 0 | 0 | 0 | 0 | 0 | 0 | 0 | 0 | 0 | 0 | 0 | 0 | 0 | 0 | 0 | 0 | 0 | 0 | 0 | 0 | 0
Total Fuel Cost | 16697.3544 | 16703.3711 | 16703.6648 | 17066.3647 | 17182.5393 | 17182.4576 | 17182.5086 | 17182.8765 | 17183.2555 | 17183.6458 | 17184.0478 | 17184.4618 | 17184.8883 | 17185.3276 | 17185.78 | 17186.2461 | 17186.7261 | 17187.2205 | 17187.7297 | 17188.2543 | 17184.0929
Gas & Power Curves
Avg Mid Gas Curve Price ($/MMBtu) | 2.0071 | 2.3048 | 2.3431 | 2.3713 | 2.4089 | 2.4571 | 2.5153 | 2.5889 | 2.6775 | 2.782 | 2.9064 | 3.0519 | 3.2181 | 3.3954 | 3.5831 | 3.7763 | 3.9771 | 4.207 | 4.4046 | 4.6052 | 4.7125
Fixed Price ($/MMBtu) | 2.5 | 2.5 | 2.5 | 2.5 | 2.5 | 2.5 | 2.5 | 2.5 | 2.5 | 2.5 | 2.5 | 2.5 | 2.5 | 2.5 | 2.5 | 2.5 | 2.5 | 2.5 | 2.5 | 2.5 | 2.5
Sales Tax Rate | bar: 1 2000 to 21 2020
Delivered Gas Price | 2.5 | 2.5 | 2.5 | 2.5 | 2.5 | 2.5 | 2.5 | 2.5 | 2.5 | 2.5 | 2.5 | 2.5 | 2.5 | 2.5 | 2.5 | 2.5 | 2.5 | 2.5 | 2.5 | 2.5 | 2.5
Desk Mid Peak Power Curve ($/MWh) | 21.1797 | 22.013 | 23.5583 | 24.5885 | 26.462 | 29.1107 | 31.2216 | 32.9134 | 31.8933 | 34.744 | 38.1048 | 40.0566 | 39.8824 | 39.3319 | 46.3211 | 44.642 | 50.8914 | 50.096 | 49.4319 | 56.3201 | 52.0453
Assumed Residual Capacity Value Curve ($/kWmo) | 21 2020: 0
Note on C27: Bryan Garrett: Must be linked to the dispatch line in the consolidated model or must insert a line for dispatch run hours.

## Debt Amortization
GLEASON, TN
Debt Amortization
|  |  |  | 1 | 2 | 3 | 4 | 5 | 6 | 7 | 8 | 9 | 10 | 11 | 12 | 13 | 14 | 15 | 16 | 17 | 18 | 19 | 20 | 21 | 22 | 23 | 24 | 25
|  |  |  | 2000 | 2001 | 2002 | 2003 | 2004 | 2005 | 2006 | 2007 | 2008 | 2009 | 2010 | 2011 | 2012 | 2013 | 2014 | 2015 | 2016 | 2017 | 2018 | 2019 | 2020 | 2021 | 2022 | 2023 | 2024
EBITDA |  |  |  | 12751.3317 | 22021.9179 | 21955.5436 | 26861.0904 | 30724.8303 | 31021.285 | 31307.6648 | 32253.8852 | 32537.582 | 33520.7 | 33800.3248 | 34821.325 | 35095.3296 | 35354.2256 | 35596.8599 | 35822.0237 | 36028.4505 | 36214.8133 | 36379.7226 | 36521.7233 | 13385.7849 | 0 | 0 | 0 | 0
DSCR - Tranche A |  |  |  | 1.3 | 1.3 | 1.3 | 1.3 | 0 | 0 | 0 | 0 | 0 | 0 | 0 | 0 | 0 | 0 | 0 | 0 | 0 | 0 | 0 | 0 | 0 | 0 | 0 | 0 | 0
DSCR - Tranche B |  |  |  | 0 | 0 | 0 | 0 | 2.5 | 2.5 | 2.5 | 2.5 | 2.5 | 2.5 | 0 | 0 | 0 | 0 | 0 | 0 | 0 | 0 | 0 | 0 | 0 | 0 | 0 | 0 | 0
DSCR - Tranche C |  |  |  | 0 | 0 | 0 | 0 | 0 | 0 | 0 | 0 | 0 | 0 | 2.5 | 2.5 | 2.5 | 2.5 | 2.5 | 2.5 | 2.5 | 2.5 | 2.5 | 2.5 | 0 | 0 | 0 | 0 | 0
Interest Rate For Period, Tranche A |  |  |  | 6.725% | 6.725% | 6.725% | 6.725% | 0% | 0% | 0% | 0% | 0% | 0% | 0% | 0% | 0% | 0% | 0% | 0% | 0% | 0% | 0% | 0% | 0% | 0% | 0% | 0% | 0%
Interest Rate For Period, Tranche B |  |  |  | 7.57% | 7.57% | 7.57% | 7.57% | 7.57% | 7.57% | 7.57% | 7.57% | 7.57% | 7.57% | 0% | 0% | 0% | 0% | 0% | 0% | 0% | 0% | 0% | 0% | 0% | 0% | 0% | 0% | 0%
Interest Rate For Period, Tranche C |  |  |  | 8.18% | 8.18% | 8.18% | 8.18% | 8.18% | 8.18% | 8.18% | 8.18% | 8.18% | 8.18% | 8.18% | 8.18% | 8.18% | 8.18% | 8.18% | 8.18% | 8.18% | 8.18% | 8.18% | 8.18% | 0% | 0% | 0% | 0% | 0%
Total Annual CFAFDS |  |  |  | 9808.7167 | 16939.9368 | 16888.8797 | 20662.3772 | 12289.9321 | 12408.514 | 12523.0659 | 12901.5541 | 13015.0328 | 13408.28 | 13520.1299 | 13928.53 | 14038.1319 | 14141.6903 | 14238.744 | 14328.8095 | 14411.3802 | 14485.9253 | 14551.889 | 14608.6893 | 0 | 0 | 0 | 0 | 0
| 2000-06-01 | 2000-12-31
NPV of CFAFDS Tranche A | 41367.2817 | 42990.0856 |  | 7179.7278 | 12433.0987 | 12382.0415 | 16155.539 | 0 | 0 | 0 | 0 | 0 | 0 | 0 | 0 | 0 | 0 | 0 | 0 | 0 | 0 | 0 | 0 | 0 | 0 | 0 | 0 | 0
NPV of CFAFDS Tranche B | 59535.5109 |  |  | 0 | 0 | 0 | 59535.5109 | 12289.9321 | 12408.514 | 12523.0659 | 12901.5541 | 13015.0328 | 13408.28 | 0 | 0 | 0 | 0 | 0 | 0 | 0 | 0 | 0 | 0 | 0 | 0 | 0 | 0 | 0
NPV of CFAFDS Tranche C | 94223.9701 |  |  | 0 | 0 | 0 | 0 | 0 | 0 | 0 | 0 | 0 | 94223.9701 | 13520.1299 | 13928.53 | 14038.1319 | 14141.6903 | 14238.744 | 14328.8095 | 14411.3802 | 14485.9253 | 14551.889 | 14608.6893 | 0 | 0 | 0 | 0 | 0
NPV of Total CFAFDS | 195126.7626
Tranche A
Beginning Balance |  |  |  | 41367.2817 | 35810.3579 | 25785.5058 | 15137.5395 | 0 | 0 | 0 | 0 | 0 | 0 | 0 | 0 | 0 | 0 | 0 | 0 | 0 | 0 | 0 | 0 | 0 | 0 | 0 | 0 | 0
Interest |  |  |  | 1622.804 | 2408.2466 | 1734.0753 | 1017.9995 | 0 | 0 | 0 | 0 | 0 | 0 | 0 | 0 | 0 | 0 | 0 | 0 | 0 | 0 | 0 | 0 | 0 | 0 | 0 | 0 | 0
Principal |  |  |  | 5556.9238 | 10024.8521 | 10647.9663 | 15137.5395 | 0 | 0 | 0 | 0 | 0 | 0 | 0 | 0 | 0 | 0 | 0 | 0 | 0 | 0 | 0 | 0 | 0 | 0 | 0 | 0 | 0
Total Debt Service |  |  |  | 7179.7278 | 12433.0987 | 12382.0415 | 16155.539 | 0 | 0 | 0 | 0 | 0 | 0 | 0 | 0 | 0 | 0 | 0 | 0 | 0 | 0 | 0 | 0 | 0 | 0 | 0 | 0 | 0
Ending Balance |  |  |  | 35810.3579 | 25785.5058 | 15137.5395 | 0 | 0 | 0 | 0 | 0 | 0 | 0 | 0 | 0 | 0 | 0 | 0 | 0 | 0 | 0 | 0 | 0 | 0 | 0 | 0 | 0 | 0
Average Life (years) |  |  |  | 1 2000: 2.8549
Tranche B
Beginning Balance |  |  |  | 59535.5109 | 59535.5109 | 59535.5109 | 59535.5109 | 59535.5109 | 51752.4169 | 43261.5609 | 34013.3951 | 23686.6551 | 12464.702 | 0 | 0 | 0 | 0 | 0 | 0 | 0 | 0 | 0 | 0 | 0 | 0 | 0 | 0 | 0
Interest |  |  |  | 2628.9889 | 4506.8382 | 4506.8382 | 4506.8382 | 4506.8382 | 3917.658 | 3274.9002 | 2574.814 | 1793.0798 | 943.5779 | 0 | 0 | 0 | 0 | 0 | 0 | 0 | 0 | 0 | 0 | 0 | 0 | 0 | 0 | 0
Principal |  |  |  | 0 | 0 | 0 | 0 | 7783.094 | 8490.856 | 9248.1658 | 10326.7401 | 11221.953 | 12464.702 | 0 | 0 | 0 | 0 | 0 | 0 | 0 | 0 | 0 | 0 | 0 | 0 | 0 | 0 | 0
Total Debt Service |  |  |  | 2628.9889 | 4506.8382 | 4506.8382 | 4506.8382 | 12289.9321 | 12408.514 | 12523.0659 | 12901.5541 | 13015.0328 | 13408.28 | 0 | 0 | 0 | 0 | 0 | 0 | 0 | 0 | 0 | 0 | 0 | 0 | 0 | 0 | 0
Ending Balance |  |  |  | 59535.5109 | 59535.5109 | 59535.5109 | 59535.5109 | 51752.4169 | 43261.5609 | 34013.3951 | 23686.6551 | 12464.702 | 0 | 0 | 0 | 0 | 0 | 0 | 0 | 0 | 0 | 0 | 0 | 0 | 0 | 0 | 0 | 0
Average Life (years) |  |  |  | 1 2000: 7.7745
Tranche C
Beginning Balance |  |  |  | 94223.9701 | 94223.9701 | 94223.9701 | 94223.9701 | 94223.9701 | 94223.9701 | 94223.9701 | 94223.9701 | 94223.9701 | 94223.9701 | 94223.9701 | 88411.3609 | 81714.8803 | 74361.0256 | 66302.0672 | 57486.8324 | 47860.4458 | 37364.0501 | 25934.504 | 13504.0574 | 0 | 0 | 0 | 0 | 0
Interest |  |  |  | 0 | 0 | 0 | 0 | 0 | 0 | 0 | 0 | 0 | 0 | 7707.5208 | 7232.0493 | 6684.2772 | 6082.7319 | 5423.5091 | 4702.4229 | 3914.9845 | 3056.3793 | 2121.4424 | 1104.6319 | 0 | 0 | 0 | 0 | 0
Principal |  |  |  | 0 | 0 | 0 | 0 | 0 | 0 | 0 | 0 | 0 | 0 | 5812.6091 | 6696.4807 | 7353.8546 | 8058.9584 | 8815.2349 | 9626.3866 | 10496.3957 | 11429.546 | 12430.4466 | 13504.0574 | 0 | 0 | 0 | 0 | 0
Total Debt Service |  |  |  | 0 | 0 | 0 | 0 | 0 | 0 | 0 | 0 | 0 | 0 | 13520.1299 | 13928.53 | 14038.1319 | 14141.6903 | 14238.744 | 14328.8095 | 14411.3802 | 14485.9253 | 14551.889 | 14608.6893 | 0 | 0 | 0 | 0 | 0
Ending Balance |  |  |  | 94223.9701 | 94223.9701 | 94223.9701 | 94223.9701 | 94223.9701 | 94223.9701 | 94223.9701 | 94223.9701 | 94223.9701 | 94223.9701 | 88411.3609 | 81714.8803 | 74361.0256 | 66302.0672 | 57486.8324 | 47860.4458 | 37364.0501 | 25934.504 | 13504.0574 | -1.0914e-10 | 0 | 0 | 0 | 0 | 0
Average Life (years) |  |  |  | 1 2000: 16.2316
TOTAL ANNUAL DEBT AMORTIZATION
Beginning Balance |  |  |  | 130777.2135 | 125546.125 | 120315.0364 | 113122.2897 | 103967.8847 | 98632.1744 | 93296.4641 | 87254.5568 | 81212.6496 | 71247.4259 | 58614.3471 | 55789.5593 | 52258.5745 | 48727.5898 | 45196.605 | 41665.6202 | 38134.6355 | 31072.6659 | 22598.3025 | 12005.3482 | 0 | 0 | 0 | 0 | 0
Interest |  |  |  | 10153.8044 | 9802.0137 | 9450.223 | 8949.9348 | 8301.149 | 7888.6201 | 7476.0913 | 7005.7955 | 6535.4997 | 5768.2089 | 4794.6536 | 4563.5859 | 4274.7514 | 3985.9168 | 3697.0823 | 3408.2477 | 3119.4132 | 2541.7441 | 1848.5411 | 982.0375 | 0 | 0 | 0 | 0 | 0
Principal |  |  |  | 5231.0885 | 5231.0885 | 7192.7467 | 9154.4049 | 5335.7103 | 5335.7103 | 6041.9073 | 6041.9073 | 9965.2237 | 12633.0788 | 2824.7878 | 3530.9848 | 3530.9848 | 3530.9848 | 3530.9848 | 3530.9848 | 7061.9695 | 8474.3634 | 10592.9543 | 12005.3482 | 0 | 0 | 0 | 0 | 0
Total Debt Service |  |  |  | 15384.893 | 15033.1022 | 16642.9697 | 18104.3397 | 13636.8593 | 13224.3305 | 13517.9985 | 13047.7027 | 16500.7234 | 18401.2877 | 7619.4414 | 8094.5707 | 7805.7362 | 7516.9016 | 7228.0671 | 6939.2325 | 10181.3827 | 11016.1075 | 12441.4954 | 12987.3857 | 0 | 0 | 0 | 0 | 0
Ending Balance |  |  |  | 125546.125 | 120315.0364 | 113122.2897 | 103967.8847 | 98632.1744 | 93296.4641 | 87254.5568 | 81212.6496 | 71247.4259 | 58614.3471 | 55789.5593 | 52258.5745 | 48727.5898 | 45196.605 | 41665.6202 | 38134.6355 | 31072.6659 | 22598.3025 | 12005.3482 | 0 | 0 | 0 | 0 | 0 | 0
Average Life (years) |  |  |  | 1 2000: 10.9456
Check |  |  |  | 9808.7167 | 16939.9368 | 16888.8797 | 20662.3772 | 12289.9321 | 12408.514 | 12523.0659 | 12901.5541 | 13015.0328 | 13408.28 | 13520.1299 | 13928.53 | 14038.1319 | 14141.6903 | 14238.744 | 14328.8095 | 14411.3802 | 14485.9253 | 14551.889 | 14608.6893 | 0 | 0 | 0 | 0 | 0
TRANCHE 1
Beginning Prinipal | 20924.3542
Interest Rate | 6.725%
Term | 4
Grace Period | 2 |  |  | 1 | 2 | 3 | 4 | 5 | 6 | 7 | 8 | 9 | 10 | 11 | 12 | 13 | 14 | 15 | 16 | 17 | 18 | 19 | 20 | 21 | 22 | 23 | 24 | 25
|  | Project Period |  | 2000 | 2001 | 2002 | 2003 | 2004 | 2005 | 2006 | 2007 | 2008 | 2009 | 2010 | 2011 | 2012 | 2013 | 2014 | 2015 | 2016 | 2017 | 2018 | 2019 | 2020 | 2021 | 2022 | 2023 | 2024
Beginning Balance |  | 20924.3542 |  | 20924.3542 | 15693.2656 | 10462.1771 | 5231.0885 | 0 | 0 | 0 | 0 | 0 | 0 | 0 | 0 | 0 | 0 | 0 | 0 | 0 | 0 | 0 | 0 | 0 | 0 | 0 | 0 | 0
Interests |  |  |  | 1407.1628 | 1055.3721 | 703.5814 | 351.7907 | 0 | 0 | 0 | 0 | 0 | 0 | 0 | 0 | 0 | 0 | 0 | 0 | 0 | 0 | 0 | 0 | 0 | 0 | 0 | 0 | 0
Principal Payments |  |  |  | 5231.0885 | 5231.0885 | 5231.0885 | 5231.0885 | 0 | 0 | 0 | 0 | 0 | 0 | 0 | 0 | 0 | 0 | 0 | 0 | 0 | 0 | 0 | 0 | 0 | 0 | 0 | 0 | 0
Debt Service |  |  |  | 6638.2514 | 6286.4607 | 5934.6699 | 5582.8792 | 0 | 0 | 0 | 0 | 0 | 0 | 0 | 0 | 0 | 0 | 0 | 0 | 0 | 0 | 0 | 0 | 0 | 0 | 0 | 0 | 0
Ending Balance |  |  |  | 15693.2656 | 10462.1771 | 5231.0885 | 0 | 0 | 0 | 0 | 0 | 0 | 0 | 0 | 0 | 0 | 0 | 0 | 0 | 0 | 0 | 0 | 0 | 0 | 0 | 0 | 0 | 0
Average Life (years) |  | 2.5
|  | Percentage of Principal Repaid | 100% | 25% | 25% | 25% | 25% | 0% | 0% | 0% | 0% | 0% | 0% | 0% | 0% | 0% | 0% | 0% | 0% | 0% | 0% | 0% | 0% | 0% | 0% | 0% | 0% | 0%
TRANCHE 2
Beginning Prinipal | 39233.164
Interest Rate | 7.57%
Term | 10
Grace Period | 4 |  |  | 1 | 2 | 3 | 4 | 5 | 6 | 7 | 8 | 9 | 10 | 11 | 12 | 13 | 14 | 15 | 16 | 17 | 18 | 19 | 20 | 21 | 22 | 23 | 24 | 25
|  | Project Period |  | 2000 | 2001 | 2002 | 2003 | 2004 | 2005 | 2006 | 2007 | 2008 | 2009 | 2010 | 2011 | 2012 | 2013 | 2014 | 2015 | 2016 | 2017 | 2018 | 2019 | 2020 | 2021 | 2022 | 2023 | 2024
Beginning Balance |  | 39233.164 |  | 39233.164 | 39233.164 | 39233.164 | 37271.5058 | 33348.1894 | 29424.873 | 25501.5566 | 21578.2402 | 17654.9238 | 9808.291 | 0 | 0 | 0 | 0 | 0 | 0 | 0 | 0 | 0 | 0 | 0 | 0 | 0 | 0 | 0
Interests |  |  |  | 2969.9505 | 2969.9505 | 2969.9505 | 2821.453 | 2524.4579 | 2227.4629 | 1930.4678 | 1633.4728 | 1336.4777 | 742.4876 | 0 | 0 | 0 | 0 | 0 | 0 | 0 | 0 | 0 | 0 | 0 | 0 | 0 | 0 | 0
Principal Payments |  |  |  | 0 | 0 | 1961.6582 | 3923.3164 | 3923.3164 | 3923.3164 | 3923.3164 | 3923.3164 | 7846.6328 | 9808.291 | 0 | 0 | 0 | 0 | 0 | 0 | 0 | 0 | 0 | 0 | 0 | 0 | 0 | 0 | 0
Debt Service |  |  |  | 2969.9505 | 2969.9505 | 4931.6087 | 6744.7694 | 6447.7743 | 6150.7793 | 5853.7842 | 5556.7892 | 9183.1105 | 10550.7786 | 0 | 0 | 0 | 0 | 0 | 0 | 0 | 0 | 0 | 0 | 0 | 0 | 0 | 0 | 0
Ending Balance |  |  |  | 39233.164 | 39233.164 | 37271.5058 | 33348.1894 | 29424.873 | 25501.5566 | 21578.2402 | 17654.9238 | 9808.291 | 0 | 0 | 0 | 0 | 0 | 0 | 0 | 0 | 0 | 0 | 0 | 0 | 0 | 0 | 0 | 0
Average Life (years) |  | 7.45
|  | Percentage of Principal Repaid | 100% | 0% | 0% | 5% | 10% | 10% | 10% | 10% | 10% | 20% | 25% | 0% | 0% | 0% | 0% | 0% | 0% | 0% | 0% | 0% | 0% | 0% | 0% | 0% | 0% | 0%
TRANCHE 3
Beginning Prinipal | 70619.6953
Interest Rate | 8.18%
Term | 20
Grace Period | 0 |  |  | 1 | 2 | 3 | 4 | 5 | 6 | 7 | 8 | 9 | 10 | 11 | 12 | 13 | 14 | 15 | 16 | 17 | 18 | 19 | 20 | 21 | 22 | 23 | 24 | 25
|  | Project Period |  | 2000 | 2001 | 2002 | 2003 | 2004 | 2005 | 2006 | 2007 | 2008 | 2009 | 2010 | 2011 | 2012 | 2013 | 2014 | 2015 | 2016 | 2017 | 2018 | 2019 | 2020 | 2021 | 2022 | 2023 | 2024
Tranche A
Beginning Balance |  | 70619.6953 |  | 70619.6953 | 70619.6953 | 70619.6953 | 70619.6953 | 70619.6953 | 69207.3014 | 67794.9075 | 65676.3166 | 63557.7258 | 61439.1349 | 58614.3471 | 55789.5593 | 52258.5745 | 48727.5898 | 45196.605 | 41665.6202 | 38134.6355 | 31072.6659 | 22598.3025 | 12005.3482 | 0 | 0 | 0 | 0 | 0
Interests |  |  |  | 5776.6911 | 5776.6911 | 5776.6911 | 5776.6911 | 5776.6911 | 5661.1573 | 5545.6234 | 5372.3227 | 5199.022 | 5025.7212 | 4794.6536 | 4563.5859 | 4274.7514 | 3985.9168 | 3697.0823 | 3408.2477 | 3119.4132 | 2541.7441 | 1848.5411 | 982.0375 | 0 | 0 | 0 | 0 | 0
Principal Payments |  |  |  | 0 | 0 | 0 | 0 | 1412.3939 | 1412.3939 | 2118.5909 | 2118.5909 | 2118.5909 | 2824.7878 | 2824.7878 | 3530.9848 | 3530.9848 | 3530.9848 | 3530.9848 | 3530.9848 | 7061.9695 | 8474.3634 | 10592.9543 | 12005.3482 | 0 | 0 | 0 | 0 | 0
Debt Service |  |  |  | 5776.6911 | 5776.6911 | 5776.6911 | 5776.6911 | 7189.085 | 7073.5512 | 7664.2143 | 7490.9136 | 7317.6128 | 7850.509 | 7619.4414 | 8094.5707 | 7805.7362 | 7516.9016 | 7228.0671 | 6939.2325 | 10181.3827 | 11016.1075 | 12441.4954 | 12987.3857 | 0 | 0 | 0 | 0 | 0
Ending Balance |  |  |  | 70619.6953 | 70619.6953 | 70619.6953 | 70619.6953 | 69207.3014 | 67794.9075 | 65676.3166 | 63557.7258 | 61439.1349 | 58614.3471 | 55789.5593 | 52258.5745 | 48727.5898 | 45196.605 | 41665.6202 | 38134.6355 | 31072.6659 | 22598.3025 | 12005.3482 | 0 | 0 | 0 | 0 | 0 | 0
Average Life (years) |  | 15.39
|  | Percentage of Principal Repaid | 100% | 0% | 0% | 0% | 0% | 2% | 2% | 3% | 3% | 3% | 4% | 4% | 5% | 5% | 5% | 5% | 5% | 10% | 12% | 15% | 17% | 0% | 0% | 0% | 0% | 0%

## Returns Summary
GLEASON, TN
Returns Summary
|  | 1 | 2 | 3 | 4 | 5 | 6 | 7 | 8 | 9 | 10 | 11 | 12 | 13 | 14 | 15 | 16 | 17 | 18 | 19 | 20 | 21 | 22 | 23 | 24 | 25
|  | 2000 | 2001 | 2002 | 2003 | 2004 | 2005 | 2006 | 2007 | 2008 | 2009 | 2010 | 2011 | 2012 | 2013 | 2014 | 2015 | 2016 | 2017 | 2018 | 2019 | 2020 | 2021 | 2022 | 2023 | 2024
Equity Returns Analysis
Date of Cashflow | 2000-06-01 | 2000-12-31 | 2001-12-31 | 2002-12-31 | 2003-12-31 | 2004-12-31 | 2005-12-31 | 2006-12-31 | 2007-12-31 | 2008-12-31 | 2009-12-31 | 2010-12-31 | 2011-12-31 | 2012-12-31 | 2013-12-31 | 2014-12-31 | 2015-12-31 | 2016-12-31 | 2017-12-31 | 2018-12-31 | 2019-12-31 | 2020-12-31 | 2021-12-31 | 2022-12-31 | 2023-12-31 | 2024-12-31
Pretax Cashflow | -43592.4045 | -2251.1902 | 7264.0896 | 5587.0182 | 9092.5143 | 17472.0314 | 18184.7206 | 18181.0121 | 19609.3561 | 16443.5784 | 15538.421 | 26603.3874 | 27162.0208 | 27728.2851 | 28279.2519 | 28813.7536 | 29330.5665 | 26297.4234 | 25651.391 | 24392.9737 | 23990.8592 | 13553.1072 | 0 | 0 | 0 | 0
Pre-Tax XIRR |  | #VALUE! | -69.7% | -46.05% | -23.63% | -4.205% | 5.739% | 11.59% | 15.58% | 17.84% | 19.35% | 21.17% | 22.45% | 23.37% | 24.06% | 24.57% | 24.96% | 25.22% | 25.42% | 25.56% | 25.67% | 25.72% | 25.72% | 25.72% | 25.72% | 25.72%
Pre-Tax XNPV |  | -45699.5302 | -39628.7932 | -35459.8854 | -29402.1796 | -19012.1995 | -9357.0295 | -738.1001 | 7561.9475 | 13774.3661 | 19015.8378 | 27028.2867 | 34332.4822 | 40987.9787 | 47048.4631 | 52561.8852 | 57572.8785 | 61583.0571 | 65075.6133 | 68040.9856 | 70644.9931 | 71958.0467 | 71958.0467 | 71958.0467 | 71958.0467 | 71958.0467
After-Tax Cashflow | -43592.4045 | -2251.1902 | 7264.0896 | 5587.0182 | 9092.5143 | 16500.3613 | 13083.4317 | 12498.5311 | 13357.2995 | 9878.8205 | 8269.134 | 18819.935 | 18874.9911 | 19205.7571 | 19541.2797 | 19853.1034 | 18114.0703 | 12832.7384 | 11877.3833 | 10271.7785 | 9461.89 | 8082.7343 | 0 | 0 | 0 | 0
After-Tax XIRR |  | #VALUE! | -69.7% | -46.05% | -23.63% | -4.912% | 2.99% | 7.89% | 11.43% | 13.3% | 14.49% | 16.46% | 17.84% | 18.86% | 19.62% | 20.21% | 20.61% | 20.84% | 21.01% | 21.12% | 21.21% | 21.27% | 21.27% | 21.27% | 21.27% | 21.27%
After-Tax XNPV |  | -45699.5302 | -39628.7932 | -35459.8854 | -29402.1796 | -19590.0163 | -12643.3736 | -6718.2932 | -1064.5522 | 2667.6871 | 5457.0588 | 11125.2756 | 16200.9887 | 20810.8609 | 24998.7235 | 28797.553 | 31892.2592 | 33849.1647 | 35466.3257 | 36715.0315 | 37742.0407 | 38525.113 | 38525.113 | 38525.113 | 38525.113 | 38525.113
Unlevered Pre-tax Cash Flow | -174369.618 | 23287.5071 | 32099.2056 | 31680.2109 | 36146.7888 | 39410.0397 | 39297.6712 | 39175.1019 | 39662.8543 | 39479.8015 | 39707.9176 | 39017.4824 | 39820.1775 | 39808.7726 | 39782.0703 | 39738.903 | 39678.0468 | 39598.2193 | 39209.2425 | 38683.0102 | 37960.2824 | 13553.1072 | 0 | 0 | 0 | 0
Pre-tax Unlevered XIRR |  | -96.83% | -59.6% | -32.06% | -13.87% | -2.433% | 4.565% | 9.126% | 12.27% | 14.48% | 16.08% | 17.24% | 18.13% | 18.8% | 19.32% | 19.72% | 20.04% | 20.29% | 20.48% | 20.63% | 20.75% | 20.79% | 20.79% | 20.79% | 20.79% | 20.79%
Pre-tax Unlevered XNPV |  | -152572.3908 | -125746.4778 | -102107.4142 | -78025.3393 | -54589.6254 | -33724.5429 | -15153.1104 | 1634.9766 | 16550.529 | 29944.9353 | 41696.2804 | 52404.4072 | 61959.5291 | 70485.1655 | 78089.0808 | 84867.894 | 90906.3536 | 96244.8744 | 100947.4386 | 105067.7105 | 106380.7641 | 106380.7641 | 106380.7641 | 106380.7641 | 106380.7641
Discount Rate | 2000-06-01: 12%
NPV | 2000-06-01: 7757.6257; 2002-12-31: 31680.2109
IRR
Debt Amounts and Annual Balances
Debt Payment, P+I ($MM) |  | 15384.893 | 15033.1022 | 16642.9697 | 18104.3397 | 13636.8593 | 13224.3305 | 13517.9985 | 13047.7027 | 16500.7234 | 18401.2877 | 7619.4414 | 8094.5707 | 7805.7362 | 7516.9016 | 7228.0671 | 6939.2325 | 10181.3827 | 11016.1075 | 12441.4954 | 12987.3857 | 0 | 0 | 0 | 0 | 0
Debt Service Coverage Ratio (EWG) |  | 0.82882 | 1.4649 | 1.3192 | 1.4837 | 2.2531 | 2.3458 | 2.316 | 2.472 | 1.9719 | 1.8216 | 4.4361 | 4.3018 | 4.4961 | 4.7033 | 4.9248 | 5.1622 | 3.5387 | 3.2874 | 2.9241 | 2.8121 | N/A | N/A | N/A | N/A | N/A
Remaining Debt Outstanding | 60157.5182 | 100% | 100% | 100% | 100% | 100% | 100% | 100% | 100% | 100% | 100% | 100% | 100% | 100% | 100% | 100% | 100% | 100% | 100% | 100% | 100% | 100% | 100% | 100% | 100% | 100%
Debt Reserve | 0 | 0 | 0 | 0 | 0 | 0 | 0 | 0 | 0 | 0 | 0 | 0 | 0 | 0 | 0 | 0 | 0 | 0 | 0 | 0 | 0 | 0 | 0 | 0 | 0 | 0
Debt Reserve Interest Income @ 0% |  | 0 | 0 | 0 | 0 | 0 | 0 | 0 | 0 | 0 | 0 | 0 | 0 | 0 | 0 | 0 | 0 | 0 | 0 | 0 | 0 | 0 | 0 | 0 | 0 | 0
Tranche A | 2000-06-01: 20924.3542
Debt Service, P+I ($MM) |  | 6638.2514 | 6286.4607 | 5934.6699 | 5582.8792 | 0 | 0 | 0 | 0 | 0 | 0 | 0 | 0 | 0 | 0 | 0 | 0 | 0 | 0 | 0 | 0 | 0 | 0 | 0 | 0 | 0
Min DSCR |  | 1.9209 | 3.5031 | 3.6995 | 4.8113 | N/A | N/A | N/A | N/A | N/A | N/A | N/A | N/A | N/A | N/A | N/A | N/A | N/A | N/A | N/A | N/A | N/A | N/A | N/A | N/A | N/A
Remaining Debt Outstanding |  | 75% | 50% | 25% | 0% | 0% | 0% | 0% | 0% | 0% | 0% | 0% | 0% | 0% | 0% | 0% | 0% | 0% | 0% | 0% | 0% | 0% | 0% | 0% | 0% | 0%
Tranche B | 2000-06-01: 39233.164
Debt Service, P+I ($MM) |  | 0 | 0 | 1961.6582 | 3923.3164 | 3923.3164 | 3923.3164 | 3923.3164 | 3923.3164 | 7846.6328 | 9808.291 | 0 | 0 | 0 | 0 | 0 | 0 | 0 | 0 | 0 | 0 | 0 | 0 | 0 | 0 | 0
Min DSCR |  | N/A | N/A | 11.1923 | 6.8465 | 7.8313 | 7.9069 | 7.9799 | 8.2211 | 4.1467 | 3.4176 | N/A | N/A | N/A | N/A | N/A | N/A | N/A | N/A | N/A | N/A | N/A | N/A | N/A | N/A | N/A
Remaining Debt Outstanding |  | 100% | 100% | 95% | 85% | 75% | 65% | 55% | 45% | 25% | 0% | 0% | 0% | 0% | 0% | 0% | 0% | 0% | 0% | 0% | 0% | 0% | 0% | 0% | 0% | 0%
Tranche C | 2000-06-01: 70619.6953
Debt Service, P+I ($MM) |  | 0 | 0 | 0 | 0 | 1412.3939 | 1412.3939 | 2118.5909 | 2118.5909 | 2118.5909 | 2824.7878 | 2824.7878 | 3530.9848 | 3530.9848 | 3530.9848 | 3530.9848 | 3530.9848 | 7061.9695 | 8474.3634 | 10592.9543 | 12005.3482 | 0 | 0 | 0 | 0 | 0
Min DSCR |  | N/A | N/A | N/A | N/A | 21.7537 | 21.9636 | 14.7776 | 15.2242 | 15.3581 | 11.8666 | 11.9656 | 9.8616 | 9.9392 | 10.0126 | 10.0813 | 10.1451 | 5.1018 | 4.2735 | 3.4343 | 3.0421 | N/A | N/A | N/A | N/A | N/A
Remaining Debt Outstanding |  | 100% | 100% | 100% | 100% | 98% | 96% | 93% | 90% | 87% | 83% | 79% | 74% | 69% | 64% | 59% | 54% | 44% | 32% | 17% | 0% | 0% | 0% | 0% | 0% | 0%

## Book Income Statement
GLEASON, TN
Income Statement
|  |  | 1 | 2 | 3 | 4 | 5 | 6 | 7 | 8 | 9 | 10 | 11 | 12 | 13 | 14 | 15 | 16 | 17 | 18 | 19 | 20 | 21 | 22 | 23 | 24 | 25
|  |  | 2000 | 2001 | 2002 | 2003 | 2004 | 2005 | 2006 | 2007 | 2008 | 2009 | 2010 | 2011 | 2012 | 2013 | 2014 | 2015 | 2016 | 2017 | 2018 | 2019 | 2020 | 2021 | 2022 | 2023 | 2024
| Months of Operation |  | 7 | 12 | 12 | 12 | 12 | 12 | 12 | 12 | 12 | 12 | 12 | 12 | 12 | 12 | 12 | 12 | 12 | 12 | 12 | 12 | 5 | 0 | 0 | 0 | 0
| Months of Year Under PPA |  | 7 | 12 | 12 | 5 | 0 | 0 | 0 | 0 | 0 | 0 | 0 | 0 | 0 | 0 | 0 | 0 | 0 | 0 | 0 | 0 | 0 | 0 | 0 | 0 | 0
| Months of Year Merchant |  | 0 | 0 | 0 | 7 | 12 | 12 | 12 | 12 | 12 | 12 | 12 | 12 | 12 | 12 | 12 | 12 | 12 | 12 | 12 | 12 | 5 | 0 | 0 | 0 | 0
REVENUE
| Energy Revenues |  | 16697.3544 | 16703.3711 | 16703.6648 | 17066.3647 | 17182.5393 | 17182.4576 | 17182.5086 | 17182.8765 | 17183.2555 | 17183.6458 | 17184.0478 | 17184.4618 | 17184.8883 | 17185.3276 | 17185.78 | 17186.2461 | 17186.7261 | 17187.2205 | 17187.7297 | 17188.2543 | 17184.0929 | 0 | 0 | 0 | 0
1 | Capacity Revenues |  | 14280 | 24480 | 24480 | 30711.826 | 35604.1594 | 36040.0034 | 36469.9543 | 37564.053 | 38000.0643 | 39140.0662 | 39581.2815 | 40768.72 | 41214.156 | 41649.6263 | 42074.1321 | 42486.6236 | 42885.9979 | 43271.0966 | 43640.7039 | 43993.5436 | 18470.1155 | 0 | 0 | 0 | 0
| Variable Energy Payment |  | 767.0132 | 790.0236 | 813.7243 | 856.3175 | 887.9835 | 914.623 | 942.0616 | 970.3235 | 999.4332 | 1029.4162 | 1060.2987 | 1092.1076 | 1124.8709 | 1158.617 | 1193.3755 | 1229.1768 | 1266.0521 | 1304.0336 | 1343.1547 | 1383.4493 | 1424.9528 | 0 | 0 | 0 | 0
| Block Revenue |  | 2365.3332 | 2436.2932 | 2509.382 | 1579.5166 | 887.4011 | 914.0232 | 941.4438 | 969.6872 | 998.7778 | 1028.7411 | 1059.6033 | 1091.3914 | 1124.1332 | 1157.8572 | 1192.5929 | 1228.3707 | 1265.2218 | 1303.1785 | 1342.2738 | 1382.542 | 1424.0183 | 0 | 0 | 0 | 0
| Energy Margin |  | 0 | 0 | 0 | 4.2842 | 12.5903 | 12.5903 | 12.5903 | 12.5903 | 12.5903 | 12.5903 | 12.5903 | 12.5903 | 12.5903 | 12.5903 | 12.5903 | 12.5903 | 12.5903 | 12.5903 | 12.5903 | 12.5903 | 5.2459 | 0 | 0 | 0 | 0
| Ancillary Services |  | 0 | 0 | 0 | 0 | 0 | 0 | 0 | 0 | 0 | 0 | 0 | 0 | 0 | 0 | 0 | 0 | 0 | 0 | 0 | 0 | 0 | 0 | 0 | 0 | 0
| Fees |  | 0 | 0 | 0 | 0 | 0 | 0 | 0 | 0 | 0 | 0 | 0 | 0 | 0 | 0 | 0 | 0 | 0 | 0 | 0 | 0 | 0 | 0 | 0 | 0 | 0
| Total Revenue |  | 34109.7008 | 44409.6879 | 44506.7711 | 50218.3089 | 54574.6735 | 55063.6973 | 55548.5587 | 56699.5304 | 57194.121 | 58394.4595 | 58897.8215 | 60149.2711 | 60660.6386 | 61164.0183 | 61658.4708 | 62143.0074 | 62616.5881 | 63078.1195 | 63526.4524 | 63960.3795 | 38508.4254 | 0 | 0 | 0 | 0
EXPENSES
Variable Expenses:
| Fuel and start up fuel |  | 16697.3544 | 16703.3711 | 16703.6648 | 17066.3647 | 17182.5393 | 17182.4576 | 17182.5086 | 17182.8765 | 17183.2555 | 17183.6458 | 17184.0478 | 17184.4618 | 17184.8883 | 17185.3276 | 17185.78 | 17186.2461 | 17186.7261 | 17187.2205 | 17187.7297 | 17188.2543 | 17184.0929 | 0 | 0 | 0 | 0
3 | Water Treatment |  | 446.0652 | 459.4471 | 473.2306 | 498.0011 | 516.4168 | 531.9093 | 547.8666 | 564.3026 | 581.2317 | 598.6686 | 616.6287 | 635.1275 | 654.1814 | 673.8068 | 694.021 | 714.8416 | 736.2869 | 758.3755 | 781.1268 | 804.5606 | 828.6974 | 0 | 0 | 0 | 0
3 | FERC Fee |  | 31.518 | 32.4635 | 33.4374 | 35.1877 | 36.4889 | 37.5836 | 38.7111 | 39.8724 | 41.0686 | 42.3006 | 43.5696 | 44.8767 | 46.223 | 47.6097 | 49.038 | 50.5092 | 52.0244 | 53.5852 | 55.1927 | 56.8485 | 58.554 | 0 | 0 | 0 | 0
3 | Variable Maintenance |  | 289.43 | 298.1129 | 307.0563 | 323.1287 | 335.0777 | 345.1301 | 355.484 | 366.1485 | 377.133 | 388.4469 | 400.1004 | 412.1034 | 424.4665 | 437.2005 | 450.3165 | 463.826 | 477.7407 | 492.073 | 506.8352 | 522.0402 | 537.7014 | 0 | 0 | 0 | 0
| Total Variabl Op. Costs | 1056.3028 | 767.0132 | 790.0236 | 813.7243 | 856.3175 | 887.9835 | 914.623 | 942.0616 | 970.3235 | 999.4332 | 1029.4162 | 1060.2987 | 1092.1076 | 1124.8709 | 1158.617 | 1193.3755 | 1229.1768 | 1266.0521 | 1304.0336 | 1343.1547 | 1383.4493 | 1424.9528 | 0 | 0 | 0 | 0
| Total Variable Expenses |  | 17464.3676 | 17493.3947 | 17517.3891 | 17922.6821 | 18070.5228 | 18097.0805 | 18124.5703 | 18153.2 | 18182.6887 | 18213.0619 | 18244.3464 | 18276.5695 | 18309.7592 | 18343.9446 | 18379.1556 | 18415.4228 | 18452.7782 | 18491.2541 | 18530.8844 | 18571.7036 | 18609.0457 | 0 | 0 | 0 | 0
Per Start Expenses:
4 | Start-Up Fuel | 0 | 0 | 0 | 0 | 0 | 0 | 0 | 0 | 0 | 0 | 0 | 0 | 0 | 0 | 0 | 0 | 0 | 0 | 0 | 0 | 0 | 0 | 0 | 0 | 0 | 0
5 | Major Maintenance Accrual | 3177.8694 | 2365.3332 | 2436.2932 | 2509.382 | 2584.6635 | 2662.2034 | 2742.0695 | 2824.3315 | 2909.0615 | 2996.3333 | 3086.2233 | 3178.81 | 3274.1743 | 3372.3996 | 3473.5715 | 3577.7787 | 3685.1121 | 3795.6654 | 3909.5354 | 4026.8214 | 4147.6261 | 4272.0549 | 0 | 0 | 0 | 0
| Total Per Start Expenses |  | 2365.3332 | 2436.2932 | 2509.382 | 2584.6635 | 2662.2034 | 2742.0695 | 2824.3315 | 2909.0615 | 2996.3333 | 3086.2233 | 3178.81 | 3274.1743 | 3372.3996 | 3473.5715 | 3577.7787 | 3685.1121 | 3795.6654 | 3909.5354 | 4026.8214 | 4147.6261 | 4272.0549 | 0 | 0 | 0 | 0
Fixed Expenses:
2 | Payroll & Burden | 990.44 | 436.8058 | 771.2743 | 794.4125 | 818.2449 | 842.7923 | 868.076 | 894.1183 | 920.9418 | 948.5701 | 977.0272 | 1006.338 | 1036.5282 | 1067.624 | 1099.6527 | 1132.6423 | 1166.6216 | 1201.6202 | 1237.6688 | 1274.7989 | 1313.0429 | 563.5142 | 0 | 0 | 0 | 0
2 | Other O&M Expenses | 367.8388 | 162.225 | 286.443 | 295.0363 | 303.8874 | 313.004 | 322.3941 | 332.0659 | 342.0279 | 352.2888 | 362.8574 | 373.7431 | 384.9554 | 396.5041 | 408.3992 | 420.6512 | 433.2707 | 446.2689 | 459.6569 | 473.4466 | 487.65 | 209.2831 | 0 | 0 | 0 | 0
12 | Admin Fee | 240.4175 | 106.0294 | 187.2176 | 192.8342 | 198.6192 | 204.5778 | 210.7151 | 217.0366 | 223.5477 | 230.2541 | 237.1617 | 244.2766 | 251.6049 | 259.153 | 266.9276 | 274.9354 | 283.1835 | 291.679 | 300.4294 | 309.4422 | 318.7255 | 136.7864 | 0 | 0 | 0 | 0
| Marketing Fee | 470.2915 | 0 | 0 | 0 | 257.0511 | 453.8787 | 467.4951 | 481.5199 | 495.9655 | 510.8445 | 526.1698 | 541.9549 | 558.2136 | 574.96 | 592.2088 | 609.9751 | 628.2743 | 647.1225 | 666.5362 | 686.5323 | 707.1283 | 303.4759 | 0 | 0 | 0 | 0
9 | O&M Fee | 340.5915 | 150.2083 | 265.225 | 273.1818 | 281.3772 | 289.8185 | 298.5131 | 307.4685 | 316.6925 | 326.1933 | 335.9791 | 346.0585 | 356.4402 | 367.1334 | 378.1474 | 389.4919 | 401.1766 | 413.2119 | 425.6083 | 438.3765 | 451.5278 | 193.7807 | 0 | 0 | 0 | 0
| Total Fixed Expenses | 2409.5794 | 855.2686 | 1510.1599 | 1555.4647 | 1859.1797 | 2104.0713 | 2167.1934 | 2232.2092 | 2299.1755 | 2368.1508 | 2439.1953 | 2512.3711 | 2587.7423 | 2665.3745 | 2745.3358 | 2827.6959 | 2912.5267 | 2999.9025 | 3089.8996 | 3182.5966 | 3278.0745 | 1406.8403 | 0 | 0 | 0 | 0
Fixed G&A:
6 | Total Insurance | 363.7517 | 160.4225 | 283.2603 | 291.7581 | 300.5109 | 309.5262 | 318.812 | 328.3763 | 338.2276 | 348.3744 | 358.8257 | 369.5904 | 380.6782 | 392.0985 | 403.8615 | 415.9773 | 428.4566 | 441.3103 | 454.5496 | 468.1861 | 482.2317 | 206.9578 | 0 | 0 | 0 | 0
7 | Utilities : Start Up Power | 96.8677 | 72.1 | 74.263 | 76.4909 | 78.7856 | 81.1492 | 83.5837 | 86.0912 | 88.6739 | 91.3341 | 94.0741 | 96.8964 | 99.8033 | 102.7974 | 105.8813 | 109.0577 | 112.3295 | 115.6993 | 119.1703 | 122.7454 | 126.4278 | 130.2206 | 0 | 0 | 0 | 0
| Utilities : Facility Load | 188.0065 | 82.915 | 146.4042 | 150.7963 | 155.3202 | 159.9798 | 164.7792 | 169.7226 | 174.8143 | 180.0587 | 185.4605 | 191.0243 | 196.755 | 202.6577 | 208.7374 | 214.9995 | 221.4495 | 228.093 | 234.9358 | 241.9838 | 249.2434 | 106.9669 | 0 | 0 | 0 | 0
7 | Interconnection Fees | 111.714 | 49.2683 | 86.9938 | 89.6036 | 92.2917 | 95.0605 | 97.9123 | 100.8497 | 103.8751 | 106.9914 | 110.2011 | 113.5072 | 116.9124 | 120.4198 | 124.0324 | 127.7533 | 131.5859 | 135.5335 | 139.5995 | 143.7875 | 148.1011 | 63.5601 | 0 | 0 | 0 | 0
7 | Gas Pipeline Metering | 40.871 | 18.025 | 31.827 | 32.7818 | 33.7653 | 34.7782 | 35.8216 | 36.8962 | 38.0031 | 39.1432 | 40.3175 | 41.527 | 42.7728 | 44.056 | 45.3777 | 46.739 | 48.1412 | 49.5854 | 51.073 | 52.6052 | 54.1833 | 23.2537 | 0 | 0 | 0 | 0
7 | Miscellaneous | 102.1774 | 45.0625 | 79.5675 | 81.9545 | 84.4132 | 86.9456 | 89.5539 | 92.2405 | 95.0078 | 97.858 | 100.7937 | 103.8175 | 106.9321 | 110.14 | 113.4442 | 116.8476 | 120.353 | 123.9636 | 127.6825 | 131.513 | 135.4583 | 58.1342 | 0 | 0 | 0 | 0
| Total Fixed G&A |  | 427.7933 | 702.3158 | 723.3853 | 745.0868 | 767.4394 | 790.4626 | 814.1765 | 838.6018 | 863.7598 | 889.6726 | 916.3628 | 943.8537 | 972.1693 | 1001.3344 | 1031.3744 | 1062.3157 | 1094.1851 | 1127.0107 | 1160.821 | 1195.6456 | 589.0933 | 0 | 0 | 0 | 0
8 | Property Taxes | 245.6064 | 245.6064 | 245.6064 | 245.6064 | 245.6064 | 245.6064 | 245.6064 | 245.6064 | 245.6064 | 245.6064 | 245.6064 | 245.6064 | 245.6064 | 245.6064 | 245.6064 | 245.6064 | 245.6064 | 245.6064 | 245.6064 | 245.6064 | 245.6064 | 245.6064 | 0 | 0 | 0 | 0
Operating Taxes
8 | Franchise Tax | 0 | 0 | 0 | 0 | 0 | 0 | 0 | 0 | 0 | 0 | 0 | 0 | 0 | 0 | 0 | 0 | 0 | 0 | 0 | 0 | 0 | 0 | 0 | 0 | 0 | 0
8 | Gross Receipts Tax | 0 | 0 | 0 | 0 | 0 | 0 | 0 | 0 | 0 | 0 | 0 | 0 | 0 | 0 | 0 | 0 | 0 | 0 | 0 | 0 | 0 | 0 | 0 | 0 | 0 | 0
| Total Operating Taxes | 0 | 0 | 0 | 0 | 0 | 0 | 0 | 0 | 0 | 0 | 0 | 0 | 0 | 0 | 0 | 0 | 0 | 0 | 0 | 0 | 0 | 0 | 0 | 0 | 0 | 0
| TOTAL EXPENSES |  | 21358.369 | 22387.77 | 22551.2275 | 23357.2185 | 23849.8432 | 24042.4124 | 24240.8939 | 24445.6452 | 24656.539 | 24873.7596 | 25097.4968 | 25327.9461 | 25565.309 | 25809.7927 | 26061.6109 | 26320.9837 | 26588.1376 | 26863.3062 | 27146.7298 | 27438.6561 | 25122.6405 | 0 | 0 | 0 | 0
| EBITDA |  | 12751.3317 | 22021.9179 | 21955.5436 | 26861.0904 | 30724.8303 | 31021.285 | 31307.6648 | 32253.8852 | 32537.582 | 33520.7 | 33800.3248 | 34821.325 | 35095.3296 | 35354.2256 | 35596.8599 | 35822.0237 | 36028.4505 | 36214.8133 | 36379.7226 | 36521.7233 | 13385.7849 | 0 | 0 | 0 | 0
11 | Book Depreciation & Amortization |  | 3246.9725 | 5566.2386 | 5566.2386 | 5566.2386 | 5566.2386 | 5328.1699 | 5158.1208 | 5158.1208 | 5158.1208 | 5158.1208 | 5158.1208 | 5158.1208 | 5158.1208 | 5158.1208 | 5158.1208 | 5158.1208 | 5158.1208 | 5158.1208 | 5158.1208 | 5158.1208 | 5158.1208 | 0 | 0 | 0 | 0
| Project Cost Expensed |  | 22.627 | 0 | 0 | 0 | 0 | 0 | 0 | 0 | 0 | 0 | 0 | 0 | 0 | 0 | 0 | 0 | 0 | 0 | 0 | 0 | 0 | 0 | 0 | 0 | 0
| EBIT |  | 9481.7322 | 16455.6793 | 16389.305 | 21294.8517 | 25158.5917 | 25693.1151 | 26149.544 | 27095.7644 | 27379.4612 | 28362.5791 | 28642.2039 | 29663.2042 | 29937.2088 | 30196.1048 | 30438.7391 | 30663.9029 | 30870.3296 | 31056.6925 | 31221.6017 | 31363.6025 | 8227.6641 | 0 | 0 | 0 | 0
| Interest Expense |  | 10153.8044 | 9802.0137 | 9450.223 | 8949.9348 | 8301.149 | 7888.6201 | 7476.0913 | 7005.7955 | 6535.4997 | 5768.2089 | 4794.6536 | 4563.5859 | 4274.7514 | 3985.9168 | 3697.0823 | 3408.2477 | 3119.4132 | 2541.7441 | 1848.5411 | 982.0375 | 0 | 0 | 0 | 0 | 0
10 | Interest Income |  | 159.3916 | 275.274 | 274.4443 | 335.7636 | 384.0604 | 387.7661 | 391.3458 | 403.1736 | 406.7198 | 419.0087 | 422.5041 | 435.2666 | 438.6916 | 441.9278 | 444.9607 | 447.7753 | 450.3556 | 452.6852 | 454.7465 | 456.5215 | 167.3223 | 0 | 0 | 0 | 0
| Net Interest Expense |  | 9994.4128 | 9526.7397 | 9175.7787 | 8614.1711 | 7917.0886 | 7500.8541 | 7084.7455 | 6602.6219 | 6128.7799 | 5349.2001 | 4372.1495 | 4128.3194 | 3836.0598 | 3543.989 | 3252.1215 | 2960.4724 | 2669.0575 | 2089.0589 | 1393.7946 | 525.5159 | -167.3223 | 0 | 0 | 0 | 0
| EBT |  | -512.6806 | 6928.9395 | 7213.5263 | 12680.6806 | 17241.5031 | 18192.261 | 19064.7985 | 20493.1425 | 21250.6813 | 23013.379 | 24270.0544 | 25534.8848 | 26101.149 | 26652.1158 | 27186.6176 | 27703.4305 | 28201.2721 | 28967.6336 | 29827.8071 | 30838.0866 | 8394.9864 | 0 | 0 | 0 | 0
| Book Provision for Taxes |  | -206.9307 | 2796.6932 | 2911.5595 | 5118.2397 | 6959.1017 | 7342.8513 | 7695.0293 | 8271.5446 | 8577.3062 | 9288.7751 | 9796.0007 | 10306.5179 | 10535.0763 | 10757.4602 | 10973.1985 | 11181.7971 | 11382.7385 | 11692.0611 | 12039.2486 | 12447.0227 | 3388.4264 | 0 | 0 | 0 | 0
| After Tax Book Income |  | -305.7499 | 4132.2463 | 4301.9667 | 7562.4409 | 10282.4014 | 10849.4096 | 11369.7692 | 12221.5979 | 12673.375 | 13724.6039 | 14474.0537 | 15228.3669 | 15566.0727 | 15894.6556 | 16213.419 | 16521.6333 | 16818.5336 | 17275.5725 | 17788.5585 | 18391.0639 | 5006.56 | 0 | 0 | 0 | 0
| NPV of 2001 EBTD | 9096.3842 | 1 2000: 0; 2 2001: 0; 3 2002: 12779.7649
| NPV of 2001 Earnings | 3062.055 | 1 2000: 0; 2 2001: 0; 3 2002: 4301.9667
0
0
0
0
0
0
0
0
0
0
0
0
0
0
0
0

## Cash Flow Statement
GLEASON, TN
Cash Flow Statement
|  | 1 | 2 | 3 | 4 | 5 | 6 | 7 | 8 | 9 | 10 | 11 | 12 | 13 | 14 | 15 | 16 | 17 | 18 | 19 | 20 | 21 | 22 | 23 | 24 | 25
|  | 2000 | 2001 | 2002 | 2003 | 2004 | 2005 | 2006 | 2007 | 2008 | 2009 | 2010 | 2011 | 2012 | 2013 | 2014 | 2015 | 2016 | 2017 | 2018 | 2019 | 2020 | 2021 | 2022 | 2023 | 2024
Pretax Book Income | 429244.2689 | -512.6806 | 6928.9395 | 7213.5263 | 12680.6806 | 17241.5031 | 18192.261 | 19064.7985 | 20493.1425 | 21250.6813 | 23013.379 | 24270.0544 | 25534.8848 | 26101.149 | 26652.1158 | 27186.6176 | 27703.4305 | 28201.2721 | 28967.6336 | 29827.8071 | 30838.0866 | 8394.9864 | 0 | 0 | 0 | 0
Plus Depreciation & Amortization | 108211.9094 | 3246.9725 | 5566.2386 | 5566.2386 | 5566.2386 | 5566.2386 | 5328.1699 | 5158.1208 | 5158.1208 | 5158.1208 | 5158.1208 | 5158.1208 | 5158.1208 | 5158.1208 | 5158.1208 | 5158.1208 | 5158.1208 | 5158.1208 | 5158.1208 | 5158.1208 | 5158.1208 | 5158.1208 | 0 | 0 | 0 | 0
Plus Accrued Prop Tax Expense |  | 245.6064 | 245.6064 | 245.6064 | 245.6064 | 245.6064 | 245.6064 | 245.6064 | 245.6064 | 245.6064 | 245.6064 | 245.6064 | 245.6064 | 245.6064 | 245.6064 | 245.6064 | 245.6064 | 245.6064 | 245.6064 | 245.6064 | 245.6064 | 245.6064 | 0 | 0 | 0 | 0
Less Property Tax Payment |  | 0 | 245.6064 | 245.6064 | 245.6064 | 245.6064 | 245.6064 | 245.6064 | 245.6064 | 245.6064 | 245.6064 | 245.6064 | 245.6064 | 245.6064 | 245.6064 | 245.6064 | 245.6064 | 245.6064 | 245.6064 | 245.6064 | 245.6064 | 245.6064 | 0 | 0 | 0 | 0
Plus Accrued Interest Expense | 114547.314 | 10153.8044 | 9802.0137 | 9450.223 | 8949.9348 | 8301.149 | 7888.6201 | 7476.0913 | 7005.7955 | 6535.4997 | 5768.2089 | 4794.6536 | 4563.5859 | 4274.7514 | 3985.9168 | 3697.0823 | 3408.2477 | 3119.4132 | 2541.7441 | 1848.5411 | 982.0375 | 0 | 0 | 0 | 0 | 0
Less Interest Payments | 114547.314 | 10153.8044 | 9802.0137 | 9450.223 | 8949.9348 | 8301.149 | 7888.6201 | 7476.0913 | 7005.7955 | 6535.4997 | 5768.2089 | 4794.6536 | 4563.5859 | 4274.7514 | 3985.9168 | 3697.0823 | 3408.2477 | 3119.4132 | 2541.7441 | 1848.5411 | 982.0375 | 0 | 0 | 0 | 0 | 0
Less Principal Payments | 130777.2135 | 5231.0885 | 5231.0885 | 7192.7467 | 9154.4049 | 5335.7103 | 5335.7103 | 6041.9073 | 6041.9073 | 9965.2237 | 12633.0788 | 2824.7878 | 3530.9848 | 3530.9848 | 3530.9848 | 3530.9848 | 3530.9848 | 7061.9695 | 8474.3634 | 10592.9543 | 12005.3482 | 0 | 0 | 0 | 0 | 0
Subtotal |  | -2251.1902 | 7264.0896 | 5587.0182 | 9092.5143 | 17472.0314 | 18184.7206 | 18181.0121 | 19609.3561 | 16443.5784 | 15538.421 | 26603.3874 | 27162.0208 | 27728.2851 | 28279.2519 | 28813.7536 | 29330.5665 | 26297.4234 | 25651.391 | 24392.9737 | 23990.8592 | 13553.1072 | 0 | 0 | 0 | 0
Less Debt Reserve Funding |  | 0 | 0 | 0 | 0 | 0 | 0 | 0 | 0 | 0 | 0 | 0 | 0 | 0 | 0 | 0 | 0 | 0 | 0 | 0 | 0 | 0 | 0 | 0 | 0 | 0
Plus Release of Debt Reserve | 0 | 0 | 0 | 0 | 0 | 0 | 0 | 0 | 0 | 0 | 0 | 0 | 0 | 0 | 0 | 0 | 0 | 0 | 0 | 0 | 0 | 0 | 0 | 0 | 0 | 0
Initial Working Capital Adjustment |  | 0 | 0 | 0 | 0 | 0 | 0 | 0 | 0 | 0 | 0 | 0 | 0 | 0 | 0 | 0 | 0 | 0 | 0 | 0 | 0 | 0 | 0 | 0 | 0 | 0
Pretax Cash Flow | 897328.0199 | -2251.1902 | 7264.0896 | 5587.0182 | 9092.5143 | 17472.0314 | 18184.7206 | 18181.0121 | 19609.3561 | 16443.5784 | 15538.421 | 26603.3874 | 27162.0208 | 27728.2851 | 28279.2519 | 28813.7536 | 29330.5665 | 26297.4234 | 25651.391 | 24392.9737 | 23990.8592 | 13553.1072 | 0 | 0 | 0 | 0
Total Income Tax Expense (Benefit) |  | 0 | 0 | 0 | 0 | 971.67 | 5101.2889 | 5682.481 | 6252.0565 | 6564.7579 | 7269.287 | 7783.4524 | 8287.0297 | 8522.528 | 8737.9721 | 8960.6502 | 11216.4962 | 13464.685 | 13774.0076 | 14121.1952 | 14528.9692 | 5470.3729 | 0 | 0 | 0 | 0
After Tax Cash Flow | 897328.0199 | -2251.1902 | 7264.0896 | 5587.0182 | 9092.5143 | 16500.3613 | 13083.4317 | 12498.5311 | 13357.2995 | 9878.8205 | 8269.134 | 18819.935 | 18874.9911 | 19205.7571 | 19541.2797 | 19853.1034 | 18114.0703 | 12832.7384 | 11877.3833 | 10271.7785 | 9461.89 | 8082.7343 | 0 | 0 | 0 | 0
Preferred Equity
Cash Flow Available to Preferred Equity |  | 0 | 0 | 0 | 0 | 0 | 0 | 0 | 0 | 0 | 0 | 0 | 0 | 0 | 0 | 0 | 0 | 0 | 0 | 0 | 0 | 0 | 0 | 0 | 0 | 0
Beginning Balance |  | 1 2000: 0
Dividends |  | 0 | 0 | 0 | 0 | 0 | 0 | 0 | 0 | 0 | 0 | 0 | 0 | 0 | 0 | 0 | 0 | 0 | 0 | 0 | 0 | 0 | 0 | 0 | 0 | 0
Accrued Dividends To Date | 0 | 0 | 0 | 0 | 0 | 0 | 0 | 0 | 0 | 0 | 0 | 0 | 0 | 0 | 0 | 0 | 0 | 0 | 0 | 0 | 0 | 0 | 0 | 0 | 0 | 0
Dividends Paid |  | 0 | 0 | 0 | 0 | 0 | 0 | 0 | 0 | 0 | 0 | 0 | 0 | 0 | 0 | 0 | 0 | 0 | 0 | 0 | 0 | 0 | 0 | 0 | 0 | 0
Ending Principal Amount |  | 0 | 0 | 0 | 0 | 0 | 0 | 0 | 0 | 0 | 0 | 0 | 0 | 0 | 0 | 0 | 0 | 0 | 0 | 0 | 0 | 0 | 0 | 0 | 0 | 0
Common Equity
Cash Flow Available to Common Equity |  | -2251.1902 | 7264.0896 | 5587.0182 | 9092.5143 | 16500.3613 | 13083.4317 | 12498.5311 | 13357.2995 | 9878.8205 | 8269.134 | 18819.935 | 18874.9911 | 19205.7571 | 19541.2797 | 19853.1034 | 18114.0703 | 12832.7384 | 11877.3833 | 10271.7785 | 9461.89 | 8082.7343 | 0 | 0 | 0 | 0
|  | 13133.7027 | 22297.1919 | 4445.9976
Note on A20: Sheetal J Bajoria x3-5692: CHANGED FORMULA
Note on D14: Sheetal J Bajoria x3-5692: changed to add interest incomre
Note on D20: Sheetal J Bajoria x3-5692: chca
Note on E14: Sheetal J Bajoria x3-5692: changed to add interest incomre
Note on F14: Sheetal J Bajoria x3-5692: changed to add interest incomre
Note on G14: Sheetal J Bajoria x3-5692: changed to add interest incomre
Note on H14: Sheetal J Bajoria x3-5692: changed to add interest incomre
Note on I14: Sheetal J Bajoria x3-5692: changed to add interest incomre
Note on J14: Sheetal J Bajoria x3-5692: changed to add interest incomre
Note on K14: Sheetal J Bajoria x3-5692: changed to add interest incomre
Note on L14: Sheetal J Bajoria x3-5692: changed to add interest incomre
Note on M14: Sheetal J Bajoria x3-5692: changed to add interest incomre
Note on N14: Sheetal J Bajoria x3-5692: changed to add interest incomre
Note on O14: Sheetal J Bajoria x3-5692: changed to add interest incomre
Note on P14: Sheetal J Bajoria x3-5692: changed to add interest incomre
Note on Q14: Sheetal J Bajoria x3-5692: changed to add interest incomre
Note on R14: Sheetal J Bajoria x3-5692: changed to add interest incomre
Note on S14: Sheetal J Bajoria x3-5692: changed to add interest incomre
Note on T14: Sheetal J Bajoria x3-5692: changed to add interest incomre
Note on U14: Sheetal J Bajoria x3-5692: changed to add interest incomre
Note on V14: Sheetal J Bajoria x3-5692: changed to add interest incomre
Note on W14: Sheetal J Bajoria x3-5692: changed to add interest incomre
Note on X14: Sheetal J Bajoria x3-5692: changed to add interest incomre
Note on Y14: Sheetal J Bajoria x3-5692: changed to add interest incomre
Note on Z14: Sheetal J Bajoria x3-5692: changed to add interest incomre
Note on AA14: Sheetal J Bajoria x3-5692: changed to add interest incomre
Note on AB14: Sheetal J Bajoria x3-5692: changed to add interest incomre

## BS
GLEASON, TN
Balance Sheet
|  | 1 | 2 | 3 | 4 | 5 | 6 | 7 | 8 | 9 | 10 | 11 | 12 | 13 | 14 | 15 | 16 | 17 | 18 | 19 | 20 | 21
|  | 2000 | 2001 | 2002 | 2003 | 2004 | 2005 | 2006 | 2007 | 2008 | 2009 | 2010 | 2011 | 2012 | 2013 | 2014 | 2015 | 2016 | 2017 | 2018 | 2019 | 2020
Assets:
Cash
Accounts Receivable
Inventories
Other Current Assets
| Debt Service Reserve | 0 | 0 | 0 | 0 | 0 | 0 | 0 | 0 | 0 | 0 | 0 | 0 | 0 | 0 | 0 | 0 | 0 | 0 | 0 | 0 | 0
| Maintenance Reserve | 2365.3332 | 4801.6264 | 7311.0084 | 7535.6014 | 10197.8048 | 12939.8742 | 7842.389 | 10751.4504 | 13747.7838 | 9665.3797 | 12844.1898 | 16118.3641 | 19490.7637 | -7555.6384 | -3977.8597 | -292.7477 | 37.0748 | 3946.6102 | 7973.4316 | -20740.1284 | -16468.0736
| Total Current Assets | 2365.3332 | 4801.6264 | 7311.0084 | 7535.6014 | 10197.8048 | 12939.8742 | 7842.389 | 10751.4504 | 13747.7838 | 9665.3797 | 12844.1898 | 16118.3641 | 19490.7637 | -7555.6384 | -3977.8597 | -292.7477 | 37.0748 | 3946.6102 | 7973.4316 | -20740.1284 | -16468.0736
| Gross PP&E | 173977.95 | 173977.95 | 173977.95 | 173977.95 | 173977.95 | 173977.95 | 173977.95 | 173977.95 | 173977.95 | 173977.95 | 173977.95 | 173977.95 | 173977.95 | 173977.95 | 173977.95 | 173977.95 | 173977.95 | 173977.95 | 173977.95 | 173977.95 | 173977.95
| Accumulated Depreciation | 3246.9725 | 8813.2112 | 14379.4498 | 19945.6884 | 25511.9271 | 30840.097 | 35998.2178 | 41156.3386 | 46314.4595 | 51472.5803 | 56630.7011 | 61788.8219 | 66946.9428 | 72105.0636 | 77263.1844 | 82421.3053 | 87579.4261 | 92737.5469 | 97895.6678 | 103053.7886 | 108211.9094
| Net PP&E | 170730.9775 | 165164.7388 | 159598.5002 | 154032.2616 | 148466.0229 | 143137.853 | 137979.7322 | 132821.6114 | 127663.4905 | 122505.3697 | 117347.2489 | 112189.1281 | 107031.0072 | 101872.8864 | 96714.7656 | 91556.6447 | 86398.5239 | 81240.4031 | 76082.2822 | 70924.1614 | 65766.0406
| Land | 369.041 | 369.041 | 369.041 | 369.041 | 369.041 | 369.041 | 369.041 | 369.041 | 369.041 | 369.041 | 369.041 | 369.041 | 369.041 | 369.041 | 369.041 | 369.041 | 369.041 | 369.041 | 369.041 | 369.041 | 369.041
| Other Assets | 0 | 0 | 0 | 0 | 0 | 0 | 0 | 0 | 0 | 0 | 0 | 0 | 0 | 0 | 0 | 0 | 0 | 0 | 0 | 0 | 0
Total Assets |  | 173465.3517 | 170335.4062 | 167278.5496 | 161936.904 | 159032.8687 | 156446.7683 | 146191.1622 | 143942.1028 | 141780.3153 | 132539.7905 | 130560.4797 | 128676.5332 | 126890.8119 | 94686.289 | 93105.9468 | 91632.9381 | 86804.6397 | 85556.0542 | 84424.7548 | 50553.074 | 49667.008
Liabilities
| Accounts Payable | 2365.3332 | 4801.6264 | 7311.0084 | 7535.6014 | 10197.8048 | 12939.8742 | 7842.389 | 10751.4504 | 13747.7838 | 9665.3797 | 12844.1898 | 16118.3641 | 19490.7637 | -7555.6384 | -3977.8597 | -292.7477 | 37.0748 | 3946.6102 | 7973.4316 | -20740.1284 | -16468.0736
Accrued Expenses
| Deferred Tax Liability | 38.6757 | 2835.3689 | 5746.9284 | 10865.1681 | 16852.5998 | 19094.1622 | 21106.7105 | 23126.1986 | 25138.7469 | 27158.235 | 29170.7833 | 31190.2715 | 33202.8198 | 35222.3079 | 37234.8562 | 37200.1571 | 35118.2106 | 33036.264 | 30954.3175 | 28872.371 | 26790.4245
Working Capital Revolver
| Long Term Debt | 125546.125 | 120315.0364 | 113122.2897 | 103967.8847 | 98632.1744 | 93296.4641 | 87254.5568 | 81212.6496 | 71247.4259 | 58614.3471 | 55789.5593 | 52258.5745 | 48727.5898 | 45196.605 | 41665.6202 | 38134.6355 | 31072.6659 | 22598.3025 | 12005.3482 | 0 | 0
| Other Non-Current Liabilities | 0 | 0 | 0 | 0 | 0 | 0 | 0 | 0 | 0 | 0 | 0 | 0 | 0 | 0 | 0 | 0 | 0 | 0 | 0 | 0 | 0
Total Long-term Liabilities |  | 127950.1338 | 127952.0317 | 126180.2265 | 122368.6543 | 125682.579 | 125330.5005 | 116203.6563 | 115090.2986 | 110133.9566 | 95437.9619 | 97804.5324 | 99567.2101 | 101421.1732 | 72863.2745 | 74922.6167 | 75042.0449 | 66227.9513 | 59581.1767 | 50933.0973 | 8132.2426 | 10322.3509
Stockholders' Equity
| Paid-In-Capital | 43569.7775 | 43569.7775 | 43569.7775 | 43569.7775 | 43569.7775 | 43569.7775 | 43569.7775 | 43569.7775 | 43569.7775 | 43569.7775 | 43569.7775 | 43569.7775 | 43569.7775 | 43569.7775 | 43569.7775 | 43569.7775 | 43569.7775 | 43569.7775 | 43569.7775 | 43569.7775 | 43569.7775
| Retained earnings | 1945.4403 | -1186.403 | -2471.4544 | -4001.5278 | -10219.4877 | -12453.5098 | -13582.2716 | -14717.9733 | -11923.4188 | -6467.9489 | -10813.8302 | -14460.4544 | -18100.1388 | -21746.763 | -25386.4474 | -26978.8843 | -22993.0891 | -17594.9 | -10078.12 | -1148.9461 | -4225.1204
| Total stockholders' equity | 45515.2178 | 42383.3745 | 41098.3231 | 39568.2497 | 33350.2898 | 31116.2677 | 29987.5059 | 28851.8042 | 31646.3587 | 37101.8286 | 32755.9473 | 29109.3231 | 25469.6387 | 21823.0145 | 18183.3301 | 16590.8932 | 20576.6884 | 25974.8775 | 33491.6575 | 42420.8314 | 39344.6571
Total Liabilities & Equity |  | 173465.3517 | 170335.4062 | 167278.5496 | 161936.904 | 159032.8687 | 156446.7683 | 146191.1622 | 143942.1028 | 141780.3153 | 132539.7905 | 130560.4797 | 128676.5332 | 126890.8119 | 94686.289 | 93105.9468 | 91632.9381 | 86804.6397 | 85556.0542 | 84424.7548 | 50553.074 | 49667.008
Proof |  | 0 | 0 | 0 | 0 | 0 | 0 | 0 | 0 | 0 | 0 | 0 | 0 | 0 | 0 | 0 | 0 | 0 | 0 | 0 | 0 | 0
Paste Range for Franchise Tax Calc |  | 1 2000: Note: If this range is moved the MACRO will not paste into the correct range.
0
| Long Term Debt | 125546.125 | 120315.0364 | 113122.2897 | 103967.8847 | 98632.1744 | 93296.4641 | 87254.5568 | 81212.6496 | 71247.4259 | 58614.3471 | 55789.5593 | 52258.5745 | 48727.5898 | 45196.605 | 41665.6202 | 38134.6355 | 31072.6659 | 22598.3025 | 12005.3482 | 1.6371e-11 | 1.6371e-11
| Stockholders Equity | 45515.2178 | 42383.3745 | 41098.3231 | 39568.2497 | 33350.2898 | 31116.2677 | 29987.5059 | 28851.8042 | 31646.3587 | 37101.8286 | 32755.9473 | 29109.3231 | 25469.6387 | 21823.0145 | 18183.3301 | 16590.8932 | 20576.6884 | 25974.8775 | 33491.6575 | 42420.8314 | 39344.6571

## Tax Calculations
GLEASON, TN
State and Federal Tax Calculation
|  | 1 | 2 | 3 | 4 | 5 | 6 | 7 | 8 | 9 | 10 | 11 | 12 | 13 | 14 | 15 | 16 | 17 | 18 | 19 | 20 | 21 | 22 | 23 | 24 | 25
|  | 2000 | 2001 | 2002 | 2003 | 2004 | 2005 | 2006 | 2007 | 2008 | 2009 | 2010 | 2011 | 2012 | 2013 | 2014 | 2015 | 2016 | 2017 | 2018 | 2019 | 2020 | 2021 | 2022 | 2023 | 2024
STATE TAXES
State Franchise Taxes
Capital Employed |  | 171061.3428 | 162698.411 | 154220.6128 | 143536.1344 | 131982.4642 | 124412.7318 | 117242.0627 | 110064.4538 | 102893.7846 | 95716.1757 | 88545.5065 | 81367.8976 | 74197.2285 | 67019.6195 | 59848.9504 | 54725.5286 | 51649.3543 | 48573.18 | 45497.0057 | 42420.8314 | 39344.6571 | 0 | 0 | 0 | 0
State Franchise Tax Rate | bar: 1 2000 to 25 2024
State Franchise Tax Liability |  | 0 | 0 | 0 | 0 | 0 | 0 | 0 | 0 | 0 | 0 | 0 | 0 | 0 | 0 | 0 | 0 | 0 | 0 | 0 | 0 | 0 | 0 | 0 | 0 | 0
State Gross Receipts Taxes
Gross Receipts on non TVA hours ONLY |  | 16697.3544 | 16703.3711 | 16703.6648 | 17066.3647 | 17182.5393 | 17182.4576 | 17182.5086 | 17182.8765 | 17183.2555 | 17183.6458 | 17184.0478 | 17184.4618 | 17184.8883 | 17185.3276 | 17185.78 | 17186.2461 | 17186.7261 | 17187.2205 | 17187.7297 | 17188.2543 | 17184.0929 | 0 | 0 | 0 | 0
Gross Receipts Tax Rate | bar: 1 2000 to 25 2024
Gross Receipts Tax Liability |  | 0 | 0 | 0 | 0 | 0 | 0 | 0 | 0 | 0 | 0 | 0 | 0 | 0 | 0 | 0 | 0 | 0 | 0 | 0 | 0 | 0 | 0 | 0 | 0 | 0
State Income Taxes
Pretax Book Income |  | -512.6806 | 6928.9395 | 7213.5263 | 12680.6806 | 17241.5031 | 18192.261 | 19064.7985 | 20493.1425 | 21250.6813 | 23013.379 | 24270.0544 | 25534.8848 | 26101.149 | 26652.1158 | 27186.6176 | 27703.4305 | 28201.2721 | 28967.6336 | 29827.8071 | 30838.0866 | 8394.9864 | 0 | 0 | 0 | 0
Plus Book Depreciation & Amortization |  | 3246.9725 | 5566.2386 | 5566.2386 | 5566.2386 | 5566.2386 | 5328.1699 | 5158.1208 | 5158.1208 | 5158.1208 | 5158.1208 | 5158.1208 | 5158.1208 | 5158.1208 | 5158.1208 | 5158.1208 | 5158.1208 | 5158.1208 | 5158.1208 | 5158.1208 | 5158.1208 | 5158.1208 | 0 | 0 | 0 | 0
Less State Tax Depreciation |  | -8834.9368 | -16742.1671 | -15108.7622 | -13647.2946 | -12323.3769 | -10881.7467 | -10144.3043 | -10161.498 | -10144.3043 | -10161.498 | -10144.3043 | -10161.498 | -10144.3043 | -10161.498 | -10144.3043 | -5072.1521 | 0 | 0 | 0 | 0 | 0 | 0 | 0 | 0 | 0
State Taxable Income |  | -6100.6448 | -4246.9889 | -2328.9972 | 4599.6246 | 10484.3648 | 12638.6842 | 14078.6151 | 15489.7653 | 16264.4978 | 18010.0018 | 19283.8709 | 20531.5076 | 21114.9656 | 21648.7386 | 22200.4341 | 27789.3991 | 33359.3929 | 34125.7544 | 34985.9279 | 35996.2074 | 13553.1072 | 0 | 0 | 0 | 0
Taxable Income |  | -6100.6448 | -4246.9889 | -2328.9972 | 4599.6246 | 10484.3648 | 12638.6842 | 14078.6151 | 15489.7653 | 16264.4978 | 18010.0018 | 19283.8709 | 20531.5076 | 21114.9656 | 21648.7386 | 22200.4341 | 27789.3991 | 33359.3929 | 34125.7544 | 34985.9279 | 35996.2074 | 13553.1072 | 0 | 0 | 0 | 0
State Income Tax Rate |  | 8.25% | 8.25% | 8.25% | 8.25% | 8.25% | 8.25% | 8.25% | 8.25% | 8.25% | 8.25% | 8.25% | 8.25% | 8.25% | 8.25% | 8.25% | 8.25% | 8.25% | 8.25% | 8.25% | 8.25% | 8.25% | 0% | 0% | 0% | 0%
State Income Tax Expense (Benefit) |  | -503.3032 | -350.3766 | -192.1423 | 379.469 | 864.9601 | 1042.6914 | 1161.4857 | 1277.9056 | 1341.8211 | 1485.8251 | 1590.9194 | 1693.8494 | 1741.9847 | 1786.0209 | 1831.5358 | 2292.6254 | 2752.1499 | 2815.3747 | 2886.3391 | 2969.6871 | 1118.1313 | 0 | 0 | 0 | 0
Beginning NOL's |  | 0 | 503.3032 | 853.6798 | 1045.8221 | 666.353 | 0 | 0 | 0 | 0 | 0 | 0 | 0 | 0 | 0 | 0 | 0 | 0 | 0 | 0 | 0 | 0 | 0 | 0 | 0 | 0
New NOL's |  | 503.3032 | 350.3766 | 192.1423 | 0 | 0 | 0 | 0 | 0 | 0 | 0 | 0 | 0 | 0 | 0 | 0 | 0 | 0 | 0 | 0 | 0 | 0 | 0 | 0 | 0 | 0
Expired NOL's | 20 Years | 0 | 0 | 0 | 0 | 0 | 0 | 0 | 0 | 0 | 0 | 0 | 0 | 0 | 0 | 0 | 0 | 0 | 0 | 0 | 0 | 0
NOL Utilization |  | 0 | 0 | 0 | -379.469 | -666.353 | 0 | 0 | 0 | 0 | 0 | 0 | 0 | 0 | 0 | 0 | 0 | 0 | 0 | 0 | 0 | 0 | 0 | 0 | 0 | 0
Ending NOL's |  | 503.3032 | 853.6798 | 1045.8221 | 666.353 | 0 | 0 | 0 | 0 | 0 | 0 | 0 | 0 | 0 | 0 | 0 | 0 | 0 | 0 | 0 | 0 | 0 | 0 | 0 | 0 | 0
State Cash Income Taxes Payable/(Benefit) |  | 0 | 0 | 0 | 0 | 198.6071 | 1042.6914 | 1161.4857 | 1277.9056 | 1341.8211 | 1485.8251 | 1590.9194 | 1693.8494 | 1741.9847 | 1786.0209 | 1831.5358 | 2292.6254 | 2752.1499 | 2815.3747 | 2886.3391 | 2969.6871 | 1118.1313 | 0 | 0 | 0 | 0
FEDERAL TAXES
Pretax Book Income |  | -512.6806 | 6928.9395 | 7213.5263 | 12680.6806 | 17241.5031 | 18192.261 | 19064.7985 | 20493.1425 | 21250.6813 | 23013.379 | 24270.0544 | 25534.8848 | 26101.149 | 26652.1158 | 27186.6176 | 27703.4305 | 28201.2721 | 28967.6336 | 29827.8071 | 30838.0866 | 8394.9864 | 0 | 0 | 0 | 0
Plus Book Depreciation & Amortization |  | 3246.9725 | 5566.2386 | 5566.2386 | 5566.2386 | 5566.2386 | 5328.1699 | 5158.1208 | 5158.1208 | 5158.1208 | 5158.1208 | 5158.1208 | 5158.1208 | 5158.1208 | 5158.1208 | 5158.1208 | 5158.1208 | 5158.1208 | 5158.1208 | 5158.1208 | 5158.1208 | 5158.1208 | 0 | 0 | 0 | 0
|  | 2734.292 | 12495.1782 | 12779.7649 | 18246.9192 | 22807.7417 | 23520.4309 | 24222.9194 | 25651.2633 | 26408.8021 | 28171.4999 | 29428.1752 | 30693.0056 | 31259.2699 | 31810.2366 | 32344.7384 | 32861.5513 | 33359.3929 | 34125.7544 | 34985.9279 | 35996.2074 | 13553.1072 | 0 | 0 | 0 | 0
Less: Federal Tax Depreciation |  | -8834.9368 | -16742.1671 | -15108.7622 | -13647.2946 | -12323.3769 | -10881.7467 | -10144.3043 | -10161.498 | -10144.3043 | -10161.498 | -10144.3043 | -10161.498 | -10144.3043 | -10161.498 | -10144.3043 | -5072.1521 | 0 | 0 | 0 | 0 | 0 | 0 | 0 | 0 | 0
Less: State Taxes |  | 0 | 0 | 0 | 0 | -198.6071 | -1042.6914 | -1161.4857 | -1277.9056 | -1341.8211 | -1485.8251 | -1590.9194 | -1693.8494 | -1741.9847 | -1786.0209 | -1831.5358 | -2292.6254 | -2752.1499 | -2815.3747 | -2886.3391 | -2969.6871 | -1118.1313 | 0 | 0 | 0 | 0
Taxable Income |  | -6100.6448 | -4246.9889 | -2328.9972 | 4599.6246 | 10285.7577 | 11595.9928 | 12917.1293 | 14211.8597 | 14922.6767 | 16524.1767 | 17692.9516 | 18837.6582 | 19372.9809 | 19862.7177 | 20368.8983 | 25496.7737 | 30607.243 | 31310.3797 | 32099.5889 | 33026.5203 | 12434.9759 | 0 | 0 | 0 | 0
Federal Tax Rate |  | 35% | 35% | 35% | 35% | 35% | 35% | 35% | 35% | 35% | 35% | 35% | 35% | 35% | 35% | 35% | 35% | 35% | 35% | 35% | 35% | 35% | 0% | 0% | 0% | 0%
Federal Tax Expense (Benefit) |  | -2135.2257 | -1486.4461 | -815.149 | 1609.8686 | 3600.0152 | 4058.5975 | 4520.9953 | 4974.1509 | 5222.9369 | 5783.4618 | 6192.5331 | 6593.1804 | 6780.5433 | 6951.9512 | 7129.1144 | 8923.8708 | 10712.5351 | 10958.6329 | 11234.8561 | 11559.2821 | 4352.2415 | 0 | 0 | 0 | 0
NOL Carryforward |  | 2135.2257 | 3621.6718 | 4436.8208 | 4436.8208 | 2826.9522 | 0 | 0 | 0 | 0 | 0 | 0 | 0 | 0 | 0 | 0 | 0 | 0 | 0 | 0 | 0 | 0 | 0 | 0 | 0 | 0
NOL Utilization |  | 0 | 0 | 0 | 1609.8686 | 2826.9522 | 0 | 0 | 0 | 0 | 0 | 0 | 0 | 0 | 0 | 0 | 0 | 0 | 0 | 0 | 0 | 0 | 0 | 0 | 0 | 0
Total Federal Cash Taxes Payable/(Benefit) |  | 0 | 0 | 0 | 0 | 773.063 | 4058.5975 | 4520.9953 | 4974.1509 | 5222.9369 | 5783.4618 | 6192.5331 | 6593.1804 | 6780.5433 | 6951.9512 | 7129.1144 | 8923.8708 | 10712.5351 | 10958.6329 | 11234.8561 | 11559.2821 | 4352.2415 | 0 | 0 | 0 | 0
Deferred Tax Liability
Total Cash Taxes |  | 0 | 245.6064 | 245.6064 | 245.6064 | 1217.2764 | 5346.8953 | 5928.0874 | 6497.6629 | 6810.3643 | 7514.8933 | 8029.0588 | 8532.6361 | 8768.1343 | 8983.5785 | 9206.2566 | 11462.1026 | 13710.2913 | 14019.614 | 14366.8015 | 14774.5756 | 5715.9792 | 0 | 0 | 0 | 0
Total Book Taxes |  | 38.6757 | 3042.2996 | 3157.1659 | 5363.8461 | 7204.708 | 7588.4577 | 7940.6357 | 8517.151 | 8822.9126 | 9534.3815 | 10041.6071 | 10552.1242 | 10780.6826 | 11003.0666 | 11218.8049 | 11427.4035 | 11628.3448 | 11937.6675 | 12284.855 | 12692.629 | 3634.0327 | 0 | 0 | 0 | 0
Total Deferred Tax Liability |  | 38.6757 | 2796.6932 | 2911.5595 | 5118.2397 | 5987.4316 | 2241.5624 | 2012.5483 | 2019.4881 | 2012.5483 | 2019.4881 | 2012.5483 | 2019.4881 | 2012.5483 | 2019.4881 | 2012.5483 | -34.6991 | -2081.9465 | -2081.9465 | -2081.9465 | -2081.9465 | -2081.9465 | 0 | 0 | 0 | 0
Cumulative DTL |  | 38.6757 | 2835.3689 | 5746.9284 | 10865.1681 | 16852.5998 | 19094.1622 | 21106.7105 | 23126.1986 | 25138.7469 | 27158.235 | 29170.7833 | 31190.2715 | 33202.8198 | 35222.3079 | 37234.8562 | 37200.1571 | 35118.2106 | 33036.264 | 30954.3175 | 28872.371 | 26790.4245 | 26790.4245 | 26790.4245 | 26790.4245 | 26790.4245
Fuel Sales and Use Tax
Total Production Costs Less Fuel |  | 7907.9872 | 11250.6375 | 11413.8013 | 11857.0925 | 12233.5425 | 12188.1247 | 12216.5061 | 12420.8895 | 12631.4043 | 12848.2346 | 13071.5699 | 13301.6051 | 13538.5415 | 13782.5859 | 14033.9517 | 14292.8584 | 14559.5323 | 14834.2065 | 15117.1209 | 15408.5227 | 13096.6684 | 0 | 0 | 0 | 0
3% of Above |  | 237.2396 | 337.5191 | 342.414 | 355.7128 | 367.0063 | 365.6437 | 366.4952 | 372.6267 | 378.9421 | 385.447 | 392.1471 | 399.0482 | 406.1562 | 413.4776 | 421.0186 | 428.7858 | 436.786 | 445.0262 | 453.5136 | 462.2557 | 392.9001 | 0 | 0 | 0 | 0
Sales & Use Tax on 3% of Production Cost |  | 14.2344 | 20.2511 | 20.5448 | 21.3428 | 22.0204 | 21.9386 | 21.9897 | 22.3576 | 22.7365 | 23.1268 | 23.5288 | 23.9429 | 24.3694 | 24.8087 | 25.2611 | 25.7271 | 26.2072 | 26.7016 | 27.2108 | 27.7353 | 23.574 | 0 | 0 | 0 | 0
Note on A8: Neil S-C; 3/15/99 This includes Capital Stock (Contributed Capital), Paid in Capital, Surplus and Retained Earnings and Loans from affiliates of Shareholders. Basically everything on the right side of the balance sheet.
Note on A13: Sheetal J Bajoria x3-5692: CHANGED FROM GROSS RECEIPTS ON TOTAL REVENUE.

## Depreciation
GLEASON, TN
Depreciation and Property Taxes
|  |  | 1 | 2 | 3 | 4 | 5 | 6 | 7 | 8 | 9 | 10 | 11 | 12 | 13 | 14 | 15 | 16 | 17 | 18 | 19 | 20 | 21 | 22 | 23 | 24 | 25
US FEDERAL TAX DEPRECIATION & AMORTIZATION |  |  | 2000 | 2001 | 2002 | 2003 | 2004 | 2005 | 2006 | 2007 | 2008 | 2009 | 2010 | 2011 | 2012 | 2013 | 2014 | 2015 | 2016 | 2017 | 2018 | 2019 | 2020 | 2021 | 2022 | 2023 | 2024
Years
Plant and Equipment - MACRS | 15 |  | 5% | 9.5% | 8.55% | 7.7% | 6.93% | 6.23% | 5.9% | 5.91% | 5.9% | 5.91% | 5.9% | 5.91% | 5.9% | 5.91% | 5.9% | 2.95% | 0% | 0% | 0% | 0% | 0% | 0% | 0% | 0% | 0%
Start-up Costs - SL | 5 |  | 11.67% | 20% | 20% | 20% | 20% | 8.333% | 0% | 0% | 0% | 0% | 0% | 0% | 0% | 0% | 0% | 0% | 0% | 0% | 0% | 0% | 0% | 0% | 0% | 0% | 0%
Debt Iss & Loan Fees - SL | 20 |  | 2.917% | 5% | 5% | 5% | 5% | 5% | 5% | 5% | 5% | 5% | 5% | 5% | 5% | 5% | 5% | 5% | 5% | 5% | 5% | 5% | 2.083% | 0% | 0% | 0% | 0%
Tax Depr - Plant and Equipment | 171937.361 |  | 8596.868 | 16334.0493 | 14700.6444 | 13239.1768 | 11915.2591 | 10711.6976 | 10144.3043 | 10161.498 | 10144.3043 | 10161.498 | 10144.3043 | 10161.498 | 10144.3043 | 10161.498 | 10144.3043 | 5072.1521 | 0 | 0 | 0 | 0 | 0 | 0 | 0 | 0 | 0
Amort - Start-up Costs | 2040.589 |  | 238.0687 | 408.1178 | 408.1178 | 408.1178 | 408.1178 | 170.0491 | 0 | 0 | 0 | 0 | 0 | 0 | 0 | 0 | 0 | 0 | 0 | 0 | 0 | 0 | 0 | 0 | 0 | 0 | 0
Amort - Debt Iss & Loan Fees | 0 |  | 0 | 0 | 0 | 0 | 0 | 0 | 0 | 0 | 0 | 0 | 0 | 0 | 0 | 0 | 0 | 0 | 0 | 0 | 0 | 0 | 0 | 0 | 0 | 0 | 0
EI O&M Mobilization | 0 |  | 0 | 0 | 0 | 0 | 0 | 0 | 0 | 0 | 0 | 0 | 0 | 0 | 0 | 0 | 0 | 0 | 0 | 0 | 0 | 0 | 0 | 0 | 0 | 0 | 0
Total Annual Depr & Amort | 173977.95 |  | 8834.9368 | 16742.1671 | 15108.7622 | 13647.2946 | 12323.3769 | 10881.7467 | 10144.3043 | 10161.498 | 10144.3043 | 10161.498 | 10144.3043 | 10161.498 | 10144.3043 | 10161.498 | 10144.3043 | 5072.1521 | 0 | 0 | 0 | 0 | 0 | 0 | 0 | 0 | 0
STATE TAX DEPRECIATION & AMORTIZATION
Years
Plant and Equipment - MACRS | 15 |  | 5% | 9.5% | 8.55% | 7.7% | 6.93% | 6.23% | 5.9% | 5.91% | 5.9% | 5.91% | 5.9% | 5.91% | 5.9% | 5.91% | 5.9% | 2.95% | 0% | 0% | 0% | 0% | 0% | 0% | 0% | 0% | 0%
Start-up Costs - SL | 5 |  | 11.67% | 20% | 20% | 20% | 20% | 8.333% | 0% | 0% | 0% | 0% | 0% | 0% | 0% | 0% | 0% | 0% | 0% | 0% | 0% | 0% | 0% | 0% | 0% | 0% | 0%
Debt Iss & Loan Fees - SL | 20 |  | 2.917% | 5% | 5% | 5% | 5% | 5% | 5% | 5% | 5% | 5% | 5% | 5% | 5% | 5% | 5% | 5% | 5% | 5% | 5% | 5% | 2.083% | 0% | 0% | 0% | 0%
Tax Depr - Plant and Equipment | 171937.361 |  | 8596.868 | 16334.0493 | 14700.6444 | 13239.1768 | 11915.2591 | 10711.6976 | 10144.3043 | 10161.498 | 10144.3043 | 10161.498 | 10144.3043 | 10161.498 | 10144.3043 | 10161.498 | 10144.3043 | 5072.1521 | 0 | 0 | 0 | 0 | 0 | 0 | 0 | 0 | 0
Amort - Start-up Costs | 2040.589 |  | 238.0687 | 408.1178 | 408.1178 | 408.1178 | 408.1178 | 170.0491 | 0 | 0 | 0 | 0 | 0 | 0 | 0 | 0 | 0 | 0 | 0 | 0 | 0 | 0 | 0 | 0 | 0 | 0 | 0
Amort - Debt Iss & Loan Fees | 0 |  | 0 | 0 | 0 | 0 | 0 | 0 | 0 | 0 | 0 | 0 | 0 | 0 | 0 | 0 | 0 | 0 | 0 | 0 | 0 | 0 | 0 | 0 | 0 | 0 | 0
EI O&M Mobilization | 0 |  | 0 | 0 | 0 | 0 | 0 | 0 | 0 | 0 | 0 | 0 | 0 | 0 | 0 | 0 | 0 | 0 | 0 | 0 | 0 | 0 | 0 | 0 | 0 | 0 | 0
Total Annual Depr & Amort | 173977.95 |  | 8834.9368 | 16742.1671 | 15108.7622 | 13647.2946 | 12323.3769 | 10881.7467 | 10144.3043 | 10161.498 | 10144.3043 | 10161.498 | 10144.3043 | 10161.498 | 10144.3043 | 10161.498 | 10144.3043 | 5072.1521 | 0 | 0 | 0 | 0 | 0 | 0 | 0 | 0 | 0
BOOK DEPRECIATION & AMORTIZATION
| Years | Residual | 1 | 2 | 3 | 4 | 5 | 6 | 7 | 8 | 9 | 10 | 11 | 12 | 13 | 14 | 15 | 16 | 17 | 18 | 19 | 20 | 21 | 22 | 23 | 24 | 25
Plant and Equipment - SL | 30 | 10% | 1.75% | 3% | 3% | 3% | 3% | 3% | 3% | 3% | 3% | 3% | 3% | 3% | 3% | 3% | 3% | 3% | 3% | 3% | 3% | 3% | 3% | 3% | 3% | 3% | 3%
Start-up Costs - SL | 5 |  | 11.67% | 20% | 20% | 20% | 20% | 8.333% | 0% | 0% | 0% | 0% | 0% | 0% | 0% | 0% | 0% | 0% | 0% | 0% | 0% | 0% | 0% | 0% | 0% | 0% | 0%
Debt Iss & Loan Fees - SL | 20 |  | 2.917% | 5% | 5% | 5% | 5% | 5% | 5% | 5% | 5% | 5% | 5% | 5% | 5% | 5% | 5% | 5% | 5% | 5% | 5% | 5% | 2.083% | 0% | 0% | 0% | 0%
Book Depr - Plant and Equipment | 171937.361 |  | 3008.9038 | 5158.1208 | 5158.1208 | 5158.1208 | 5158.1208 | 5158.1208 | 5158.1208 | 5158.1208 | 5158.1208 | 5158.1208 | 5158.1208 | 5158.1208 | 5158.1208 | 5158.1208 | 5158.1208 | 5158.1208 | 5158.1208 | 5158.1208 | 5158.1208 | 5158.1208 | 5158.1208 | 5158.1208 | 5158.1208 | 5158.1208 | 5158.1208
Amort - Start-up Costs | 2040.589 |  | 238.0687 | 408.1178 | 408.1178 | 408.1178 | 408.1178 | 170.0491 | 0 | 0 | 0 | 0 | 0 | 0 | 0 | 0 | 0 | 0 | 0 | 0 | 0 | 0 | 0 | 0 | 0 | 0 | 0
Amort - Debt Iss & Loan Fees | 0 |  | 0 | 0 | 0 | 0 | 0 | 0 | 0 | 0 | 0 | 0 | 0 | 0 | 0 | 0 | 0 | 0 | 0 | 0 | 0 | 0 | 0 | 0 | 0 | 0 | 0
EI O&M Mobilization | 0 |  | 0 | 0 | 0 | 0 | 0 | 0 | 0 | 0 | 0 | 0 | 0 | 0 | 0 | 0 | 0 | 0 | 0 | 0 | 0 | 0 | 0 | 0 | 0 | 0 | 0
Total Beginning Book Value | 173977.95 |  | 3246.9725 | 5566.2386 | 5566.2386 | 5566.2386 | 5566.2386 | 5328.1699 | 5158.1208 | 5158.1208 | 5158.1208 | 5158.1208 | 5158.1208 | 5158.1208 | 5158.1208 | 5158.1208 | 5158.1208 | 5158.1208 | 5158.1208 | 5158.1208 | 5158.1208 | 5158.1208 | 5158.1208 | 5158.1208 | 5158.1208 | 5158.1208 | 5158.1208
Ending Book Value of Assets |  |  | 170730.9775 | 165164.7388 | 159598.5002 | 154032.2616 | 148466.0229 | 143137.853 | 137979.7322 | 132821.6114 | 127663.4905 | 122505.3697 | 117347.2489 | 112189.1281 | 107031.0072 | 101872.8864 | 96714.7656 | 91556.6447 | 86398.5239 | 81240.4031 | 76082.2822 | 70924.1614 | 65766.0406 | 60607.9198 | 55449.7989 | 50291.6781 | 45133.5573
PROPERTY TAX CALCULATION | Years |  | 1 | 2 | 3 | 4 | 5 | 6 | 7 | 8 | 9 | 10 | 11 | 12 | 13 | 14 | 15 | 16 | 17 | 18 | 19 | 20 | 21 | 22 | 23 | 24 | 25
Assessable Value of Hard Assets | 160217.104 |  | 100% | 100% | 100% | 100% | 100% | 100% | 100% | 100% | 100% | 100% | 100% | 100% | 100% | 100% | 100% | 100% | 100% | 100% | 100% | 100% | 100% | 100% | 100% | 100% | 100%
Annual Depreciated Assessable Value |  |  | 160217.104 | 160217.104 | 160217.104 | 160217.104 | 160217.104 | 160217.104 | 160217.104 | 160217.104 | 160217.104 | 160217.104 | 160217.104 | 160217.104 | 160217.104 | 160217.104 | 160217.104 | 160217.104 | 160217.104 | 160217.104 | 160217.104 | 160217.104 | 160217.104 | 160217.104 | 160217.104 | 160217.104 | 160217.104
Annual State Tax (with abatement) | 0.15% | 159648.063 | 239.4721 | 239.4721 | 239.4721 | 239.4721 | 239.4721 | 239.4721 | 239.4721 | 239.4721 | 239.4721 | 239.4721 | 239.4721 | 239.4721 | 239.4721 | 239.4721 | 239.4721 | 239.4721 | 239.4721 | 239.4721 | 239.4721 | 239.4721 | 239.4721 | 239.4721 | 239.4721 | 239.4721 | 239.4721
Annual County Tax (with abatement) | 1.078% | 369.041 | 3.9783 | 3.9783 | 3.9783 | 3.9783 | 3.9783 | 3.9783 | 3.9783 | 3.9783 | 3.9783 | 3.9783 | 3.9783 | 3.9783 | 3.9783 | 3.9783 | 3.9783 | 3.9783 | 3.9783 | 3.9783 | 3.9783 | 3.9783 | 3.9783 | 3.9783 | 3.9783 | 3.9783 | 3.9783
Annual City Tax (no city taxes) | 1.078% | 200 | 2.156 | 2.156 | 2.156 | 2.156 | 2.156 | 2.156 | 2.156 | 2.156 | 2.156 | 2.156 | 2.156 | 2.156 | 2.156 | 2.156 | 2.156 | 2.156 | 2.156 | 2.156 | 2.156 | 2.156 | 2.156 | 2.156 | 2.156 | 2.156 | 2.156
Total Property Tax (with Abatement) |  |  | 245.6064 | 245.6064 | 245.6064 | 245.6064 | 245.6064 | 245.6064 | 245.6064 | 245.6064 | 245.6064 | 245.6064 | 245.6064 | 245.6064 | 245.6064 | 245.6064 | 245.6064 | 245.6064 | 245.6064 | 245.6064 | 245.6064 | 245.6064 | 245.6064 | 245.6064 | 245.6064 | 245.6064 | 245.6064
15 Year MACRS Table
Half-Year Convention
Year | Depr. %
1 | 5%
2 | 9.5%
3 | 8.55%
4 | 7.7%
5 | 6.93%
6 | 6.23%
7 | 5.9%
8 | 5.91%
9 | 5.9%
10 | 5.91%
11 | 5.9%
12 | 5.91%
13 | 5.9%
14 | 5.91%
15 | 5.9%
16 | 2.95%
100%
20 Year MACRS Table
Half-Year Convention
Year | Depr. %
1 | 3.75%
2 | 7.219%
3 | 6.677%
4 | 6.177%
5 | 5.713%
6 | 5.285%
7 | 4.888%
8 | 4.522%
9 | 4.462%
10 | 4.461%
11 | 4.462%
12 | 4.461%
13 | 4.462%
14 | 4.461%
15 | 4.462%
16 | 4.461%
17 | 4.462%
18 | 4.461%
19 | 4.462%
20 | 4.461%
21 | 2.25%
Note on B34: bgarret: should vary with term of debt.

## Interest During Construction
GLEASON, TN
IDC Calculations
CARRYING COST OF TURBINES, TRANSFORMERS AND CIRCUIT BREAKERS
Total Cost Drawdown |  | 138356 | Total Drawdown not Updated!!!
Base Rate |  | 6.4%
Term (Months) |  | 19
Monthly Rate |  | 0.5333%
Financing Fee (Annual) |  | 0.35%
Drawdown Schedule |  | 1
0=Straightline, 1=Custom
Calculated IDC |  | 11404.0577
Month | Percent Drawn Down | Principal | Cummulative Principal (Incl. Int.) | Monthly Interest | Cumulative Interest
0 | 21.23% | 29376.55 | 29376.55 | 704.264 | 704.264
1 | 31.62% | 43750.4 | 73831.214 | 320.324 | 1024.588
2 | 2.251% | 3115.05 | 77266.588 | 477.324 | 1501.912
3 | 0% | 0 | 77743.912 | 430.2051 | 1932.1171
4 | 2.284% | 3159.99 | 81334.1071 | 440.2558 | 2372.3728
5 | 2.532% | 3502.908 | 85277.2708 | 459.2962 | 2831.669
6 | 2.547% | 3523.68 | 89260.247 | 479.3541 | 3311.0231
7 | 0.08655% | 119.75 | 89859.3511 | 491.4846 | 3802.5077
8 | 3.83% | 5299.682 | 95650.5177 | 506.9472 | 4309.4549
9 | 2.493% | 3449.683 | 99607.1479 | 531.8939 | 4841.3488
10 | 1.077% | 1489.683 | 101628.7248 | 547.3348 | 5388.6836
11 | 2.2% | 3043.308 | 105219.3676 | 561.3719 | 5950.0555
12 | 3.158% | 4369.573 | 110150.3125 | 582.7842 | 6532.8397
13 | 4.027% | 5571.35 | 116304.4467 | 610.6624 | 7143.5021
14 | 3.781% | 5231.349 | 122146.4581 | 641.052 | 7784.5541
15 | 3.499% | 4840.511 | 127628.0211 | 669.7553 | 8454.3094
16 | 3.202% | 4429.762 | 132727.5384 | 696.603 | 9150.9123
17 | 2.985% | 4129.762 | 137553.9033 | 721.7959 | 9872.7082
18 | 3.01% | 4164.997 | 142440.6962 | 746.4156 | 10619.1238
19 | 7.171% | 9920.817 | 153107.9288 | 784.9338 | 11404.0577
20 | 0% | 0 | 153892.8627 | 0 | 11404.0577
21 | 0% | 0 | 153892.8627 | 0 | 11404.0577
22 | 0% | 0 | 153892.8627 | 0 | 11404.0577
23 | 0% | 0 | 153892.8627 | 0 | 11404.0577
24 | 0% | 0 | 153892.8627 | 0 | 11404.0577
25 | 0% | 0 | 153892.8627 | 0 | 11404.0577
26 | 0% | 0 | 153892.8627 | 0 | 11404.0577
27 | 0% | 0 | 153892.8627 | 0 | 11404.0577
28 | 0% | 0 | 153892.8627 | 0 | 11404.0577
29 | 0% | 0 | 153892.8627 | 0 | 11404.0577
30 | 0% | 0 | 153892.8627 | 0 | 11404.0577
31 | 0% | 0 | 153892.8627 | 0 | 11404.0577
32 | 0% | 0 | 153892.8627 | 0 | 11404.0577
33 | 0% | 0 | 153892.8627 | 0 | 11404.0577
34 | 0% | 0 | 153892.8627 | 0 | 11404.0577
35 | 0% | 0 | 153892.8627 | 0 | 11404.0577
36 | 0% | 0 | 153892.8627 | 0 | 11404.0577
| 103% | 142488.805

## Maintenance Reserves
GLEASON, TN
Maintenance Reserve
|  | 0 | 1 | 2 | 3 | 4 | 5 | 6 | 7 | 8 | 9 | 10 | 11 | 12 | 13 | 14 | 15 | 16 | 17 | 18 | 19 | 20 | 21 | 22 | 23 | 24 | 25
|  | 1999 | 2000 | 2001 | 2002 | 2003 | 2004 | 2005 | 2006 | 2007 | 2008 | 2009 | 2010 | 2011 | 2012 | 2013 | 2014 | 2015 | 2016 | 2017 | 2018 | 2019 | 2020 | 2021 | 2022 | 2023 | 2024
Number of Starts to Maintenance Draw
Number of Starts per Year |  |  | 120 | 120 | 120 | 120 | 120 | 120 | 120 | 120 | 120 | 120 | 120 | 120 | 120 | 120 | 120 | 120 | 120 | 120 | 120 | 120 | 0 | 0 | 0 | 0 | 0
Total Cumulative Starts |  |  | 120 | 240 | 360 | 480 | 600 | 720 | 840 | 960 | 1080 | 1200 | 1320 | 1440 | 1560 | 1680 | 1800 | 1920 | 2040 | 2160 | 2280 | 2400 | 2400 | 2400 | 2400 | 2400 | 2400
Annual Overhaul Accrual Expense |  |  | 2365.3332 | 2436.2932 | 2509.382 | 2584.6635 | 2662.2034 | 2742.0695 | 2824.3315 | 2909.0615 | 2996.3333 | 3086.2233 | 3178.81 | 3274.1743 | 3372.3996 | 3473.5715 | 3577.7787 | 3685.1121 | 3795.6654 | 3909.5354 | 4026.8214 | 4147.6261 | 4272.0549 | 0 | 0 | 0 | 0
Estimated Cost Schedule for 120 Starts |  |  | 0 | 0 | 0 | 2360.0704 | 0 | 0 | 7921.8168 | 0 | 0 | 7168.6274 | 0 | 0 | 0 | 30519.9736 | 0 | 0 | 3465.843 | 0 | 0 | 32861.1861
Cumulative Overhaul Accrual Expense |  |  | 2365.3332 | 4801.6264 | 7311.0084 | 7535.6014 | 10197.8048 | 12939.8742 | 7842.389 | 10751.4504 | 13747.7838 | 9665.3797 | 12844.1898 | 16118.3641 | 19490.7637 | -7555.6384 | -3977.8597 | -292.7477 | 37.0748 | 3946.6102 | 7973.4316 | -20740.1284 | -16468.0736 | -16468.0736 | -16468.0736 | -16468.0736 | -16468.0736
Annual Overhaul Accrual Interest Income |  |  | 18.6145 | 64.7785 | 98.6325 | 101.6625 | 137.5781 | 174.5712 | 105.8013 | 145.0473 | 185.4707 | 130.3952 | 173.2804 | 217.4521 | 262.949 | -101.9328 | -53.6651 | -3.9494 | 0.50017 | 53.2435 | 107.5692 | -279.8041 | -92.5708 | 0 | 0 | 0 | 0
Cumulative Overhaul Accrual Interest Income |  |  | 18.6145 | 83.393 | 182.0255 | 283.688 | 421.2661 | 595.8373 | 701.6386 | 846.686 | 1032.1567 | 1162.5519 | 1335.8322 | 1553.2844 | 1816.2333 | 1714.3006 | 1660.6355 | 1656.686 | 1657.1862 | 1710.4297 | 1817.9989 | 1538.1948 | 1445.624 | 1445.624 | 1445.624 | 1445.624 | 1445.624
Annual Growth of Total Cost |  | 0 1999: 6.5%
Sales & Use Tax on Fuel | 5% | 2 2001: NO. of Starts Per Yr.; 3 2002: Major Main; 4 2003: Fuel; 5 2004: Total/Start Cost; 6 2005: Fuel %; 7 2006: Main %
Fuel Price | 2.5
Fuel /Start/Turbine | 0 | 2 2001: 20; 3 2002: 4122; 4 2003: 0; 5 2004: 4122; 6 2005: 0%; 7 2006: 100%
|  |  |  | 30 | 4122 | 0 | 4122 | 0% | 100%
WH501F | 1 | 2 2001: 40; 3 2002: 10002; 4 2003: 0; 5 2004: 10002; 6 2005: 0%; 7 2006: 100%
WH501FD | 2 | 2 2001: 50; 3 2002: 10002; 4 2003: 0; 5 2004: 10002; 6 2005: 0%; 7 2006: 100%
|  |  |  | 60 | 10002 | 0 | 10002 | 0% | 100%
|  |  |  | 70 | 10002 | 0 | 10002 | 0% | 100%
|  |  |  | 80 | 16902 | 0 | 16902 | 0% | 100%
|  |  |  | 90 | 16902 | 0 | 16902 | 0% | 100%
|  |  |  | 100 | 16902 | 0 | 16902 | 0% | 100%
|  |  |  | 110 | 16902 | 0 | 16902 | 0% | 100%
|  |  |  | 120 | 19137 | 0 | 19137 | 0% | 100%
|  |  |  | 130 | 19137 | 0 | 19137 | 0% | 100%
|  |  |  | 140 | 19137 | 0 | 19137 | 0% | 100%
|  |  |  | 150 | 19137 | 0 | 19137 | 0% | 100%
|  |  |  | 160 | 21354 | 0 | 21354 | 0% | 100%
|  |  |  | 170 | 21354 | 0 | 21354 | 0% | 100%
|  |  |  | 180 | 21354 | 0 | 21354 | 0% | 100%
|  |  |  | 190 | 21354 | 0 | 21354 | 0% | 100%
|  |  |  | 200 | 21354 | 0 | 21354 | 0% | 100%
|  |  |  | 210 | 21354 | 0 | 21354 | 0% | 100%
|  |  |  | 220 | 21354 | 0 | 21354 | 0% | 100%
|  |  |  | 230 | 21354 | 0 | 21354 | 0% | 100%
|  |  |  | 240 | 27360 | 0 | 27360 | 0% | 100%
|  |  |  | 250 | 27360 | 0 | 27360 | 0% | 100%
Note on A12: Estimated Maintenance Cost: This comes directly from the vender recommended repair and replace schedules provided by the OEC