## Sheet4
Sum of GROSS MW |  |  | With 50% Hydro Cap Factor
avg. Hr | Total | Cumulative
0 | 2300.6 | 2300.6 | 2300.6 | 2300.6
1 | 9043.105 | 11343.705 | 4521.5525 | 6822.1525
2 | 1390.9 | 12734.605 | 1390.9 | 8213.0525
3 | 787.32 | 13521.925 | 787.32 | 9000.3725
4 | 2729.038 | 16250.963 | 2729.038 | 11729.4105
9000 | 750 | 17000.963 | 750 | 12479.4105
9100 | 750 | 17750.963 | 750 | 13229.4105
9300 | 350 | 18100.963 | 350 | 13579.4105
9500 | 1775 | 19875.963 | 1775 | 15354.4105
9600 | 330 | 20205.963 | 330 | 15684.4105
9700 | 20 | 20225.963 | 20 | 15704.4105
9750 | 330 | 20555.963 | 330 | 16034.4105
9800 | 427.8 | 20983.763 | 427.8 | 16462.2105
9900 | 419.2 | 21402.963 | 419.2 | 16881.4105
10100 | 350 | 21752.963 | 350 | 17231.4105
10250 | 165 | 21917.963 | 165 | 17396.4105
10400 | 330 | 22247.963 | 330 | 17726.4105
10500 | 588 | 22835.963 | 588 | 18314.4105
10600 | 165 | 23000.963 | 165 | 18479.4105
12500 | 102.4 | 23103.363 | 102.4 | 18581.8105
13500 | 963.5 | 24066.863 | 963.5 | 19545.3105
25000 | 10.1 | 24076.963 | 10.1 | 19555.4105
Grand Total | 24076.963 |  | 19555.4105

## np15
ID | PLANT NAME | ALIAS | FACILITY TYPE | GENERAL FUEL | PRIMARY FUEL | TECHNOLOGY | ONLINE MW | avg. Hr | COGEN | GROSS MW | DATE ONLINE | SERVICE AREA | Zone | COUNTY | OPERATOR | OWNER | QF ? | Source Other Than hen
N0001 | DIABLO CANYON |  | NUCLEAR | NUCLEAR | URANIUM | HYDRO, WATER | 2160 | 0 | NOT COGEN | 2300.6 | 1986-01-01 | PG&E | NP15 | SAN LUIS OBISPO | PG&E | PG&E | FALSE
H0229 | HELMS PUMPED STORAGE | HELMS | HYDROELECTRIC | HYDRO | PUMPED STORAGE | PUMPED STORAGE, WATER | 1212 | 1 | NOT COGEN | 1053 | 1984-06-01 | PG&E | NP15 | FRESNO |  | PG&E | FALSE
H0164 | EDWARD C HYATT |  | HYDROELECTRIC | HYDRO | PUMPED STORAGE | HYDRO, PUMPED STORAGE, WATER | 780.9 | 1 | NOT COGEN | 643.5 | 1968-03-01 | PG&E | NP15 | BUTTE | CDWR | CDWR | FALSE
H0475 | SHASTA |  | HYDROELECTRIC | HYDRO | HYDRO | HYDRO, WATER | 611.4 | 1 | NOT COGEN | 569 | 1944-06-01 | PG&E | NP15 | SHASTA | USBR | USBR | FALSE
H0452 | GIANELLI | F.K.A. SAN LUIS | HYDROELECTRIC | HYDRO | PUMPED STORAGE | PUMPED STORAGE, WATER | 401 | 1 | NOT COGEN | 424 | 1968-09-01 | PG&E | NP15 | MERCED | USBR | CDWR (55%), USBR (45%) | FALSE
H0352 | COLGATE |  | HYDROELECTRIC | HYDRO | HYDRO | HYDRO, WATER | 325 | 1 | NOT COGEN | 315 | 1969-10-01 | PG&E | NP15 | YUBA | YCWA | YCWA | FALSE
H0353 | NEW MELONES |  | HYDROELECTRIC | HYDRO | HYDRO | HYDRO, WATER | 382 | 1 | NOT COGEN | 300 | 1979-04-01 | PG&E | NP15 | TUOLUMNE | USBR | USBR | FALSE
H0072 | CALAVERAS | A.K.A. HYDRO PROJECT 1 | HYDROELECTRIC | HYDRO | HYDRO | HYDRO, WATER | 249.1 | 1 | NOT COGEN | 249.1 | 1990-01-01 | PG&E | NP15 | CALAVERAS |  | NCPA(62.98%), CSC(37.02%) | FALSE
H0107 | COLLIERVILLE POWER HOUSE | COLLIERVILLE | HYDROELECTRIC | HYDRO | HYDRO |  | 260.3 | 1 | NOT COGEN | 243 | 1990-02-01 | PG&E | NP15 | CALAVERAS |  | CCWD | TRUE
H0186 | FOLSOM DAM |  | HYDROELECTRIC | HYDRO | HYDRO | HYDRO WATER | 215.1 | 1 | NOT COGEN | 198.8 | 1955-02-01 | PG&E | NP15 | SACRAMENTO | USBR | USBR | FALSE
H0144 | DON PEDRO |  | HYDROELECTRIC | HYDRO | HYDRO | HYDRO, WATER | 203.2 | 1 | NOT COGEN | 170.9 | 1971-01-01 | PG&E | NP15 | TUOLUMNE | MID | TID(68.46%), MID(31.54%) | FALSE
H0250 | JAMES B. BLACK | J.B.BLACK | HYDROELECTRIC | HYDRO | HYDRO | HYDRO, WATER | 171 | 1 | NOT COGEN | 168.6 | 1965-12-01 | PG&E | NP15 | SHASTA |  | PG&E | FALSE
H0387 | PINE FLAT |  | HYDROELECTRIC | HYDRO | HYDRO | HYDRAULIC TURBINE - CONVENTIONAL | 165 | 1 | NOT COGEN | 165 | 1984-01-01 | PG&E | NP15 | FRESNO |  | KINGS RIVER CONSERVATION DISTRICT | FALSE
H0141 | DION R. HOLM |  | HYDROELECTRIC | HYDRO | HYDRO | HYDRO,WATER | 156.8 | 1 | NOT COGEN | 165 | 1960-01-01 | PG&E | NP15 | TUOLUMNE |  | HETCH HETCHY WATER & POWER (CCSF) | FALSE
H0257 | JUDGE FRANCIS CARR |  | HYDROELECTRIC | HYDRO | HYDRO | HYDRO WATER | 177.6 | 1 | NOT COGEN | 154.4 | 1963-02-01 | PG&E | NP15 | SHASTA | USBR | USBR | FALSE
H0395 | POE |  | HYDROELECTRIC | HYDRO | HYDRO | HYDRO,WATER | 120 | 1 | NOT COGEN | 142.8 | 1958-05-01 | PG&E | NP15 | BUTTE |  | PG&E | FALSE
H0391 | PIT 5 |  | HYDROELECTRIC | HYDRO | HYDRO | HYDRO,WATER | 156 | 1 | NOT COGEN | 141.9 | 1944-04-01 | PG&E | NP15 | SHASTA |  | PG&E | FALSE
H0520 | TRINITY |  | HYDROELECTRIC | HYDRO | HYDRO | HYDRO, WATER | 140 | 1 | NOT COGEN | 140 | 1964-12-01 | PG&E | NP15 | TRINITY | USBR | USBR | FALSE
H0266 | KERCKHOFF 2 |  | HYDROELECTRIC | HYDRO | HYDRO | HYDRO, WATER | 155 | 1 | NOT COGEN | 139.5 | 1983-05-01 | PG&E | NP15 | FRESNO |  | PG&E | FALSE
H0215 | HAAS |  | HYDROELECTRIC | HYDRO | HYDRO | HYDRO, WATER | 144 | 1 | NOT COGEN | 135 | 1958-12-01 | PG&E | NP15 | FRESNO |  | PG&E | FALSE
H0417 | ROCK CREEK |  | HYDROELECTRIC | HYDRO | HYDRO | HYDRO,WATER | 112 | 1 | NOT COGEN | 124.8 | 1950-02-01 | PG&E | NP15 | PLUMAS |  | PG&E | FALSE
H0381 | PARKER (USBR) |  | HYDROELECTRIC | HYDRO | HYDRO | HYDRO,WATER | 120 | 1 | NOT COGEN | 120 | 1942-12-01 | PG&E | NP15 | SAN BERNARDINO | USBR | USBR | FALSE
H0274 | R C KIRKWOOD | KIRKWOOD | HYDROELECTRIC | HYDRO | HYDRO | HYDRO, WATER | 121.9 | 1 | NOT COGEN | 118.2 | 1967-01-01 | PG&E | NP15 | TUOLUMNE |  | HETCH HETCHY WATER & POWER (CCSF) | FALSE
H0023 | BELDEN |  | HYDROELECTRIC | HYDRO | HYDRO | HYDRO, WATER | 125 | 1 | NOT COGEN | 117.9 | 1969-09-01 | PG&E | NP15 | PLUMAS |  | PG&E | FALSE
H0088 | CARIBOU 2 |  | HYDROELECTRIC | HYDRO | HYDRO | HYDRO, WATER | 120 | 1 | NOT COGEN | 117.9 | 1958-11-01 | PG&E | NP15 | PLUMAS |  | PG&E | FALSE
H0270 | KESWICK |  | HYDROELECTRIC | HYDRO | HYDRO | HYDRO WATER | 117 | 1 | NOT COGEN | 117 | 1949-01-01 | PG&E | NP15 | SHASTA | USBR | USBR | FALSE
H0275 | L.J. STEPHENSON (MIDDLE FORK) |  | HYDROELECTRIC | HYDRO | HYDRO | L.J. STEPHENSON (MIDDLE FORK),WATER | 128.5 | 1 | NOT COGEN | 116.1 | 1966-10-01 | PG&E | NP15 | PLACER |  | PCWA | FALSE
H0510 | THERMALITO |  | HYDROELECTRIC | HYDRO | PUMPED STORAGE | PUMPED STORAGE, WATER | 110.8 | 1 | NOT COGEN | 115.1 | 1968-11-01 | OWID | NP15 | BUTTE | CDWR | CDWR | FALSE
H0393 | PIT 7 |  | HYDROELECTRIC | HYDRO | HYDRO | HYDRO,WATER | 112 | 1 | NOT COGEN | 109.8 | 1965-06-01 | PG&E | NP15 | SHASTA |  | PG&E | FALSE
H0390 | PIT 4 |  | HYDROELECTRIC | HYDRO | HYDRO | HYDRO,WATER | 95 | 1 | NOT COGEN | 103.6 | 1955-06-01 | PG&E | NP15 | SHASTA |  | PG&E | FALSE
H0171 | ELECTRA |  | HYDROELECTRIC | HYDRO | HYDRO | HYDRO, WATER | 92 | 1 | NOT COGEN | 102.5 | 1948-06-01 | PG&E | NP15 | AMADOR |  | PG&E | FALSE
H0601 | MOCCASIN |  | HYDROELECTRIC | HYDRO | HYDRO | HYDRO,WATER | 103.6 | 1 | NOT COGEN | 100 | 1969-01-01 | PG&E | NP15 | TUOLUMNE |  | HETCH HETCHY WATER & POWER (CCSF) | FALSE
H0020 | BALCH 2 |  | HYDROELECTRIC | HYDRO | HYDRO | HYDRO, WATER | 105 | 1 | NOT COGEN | 97.2 | 1958-11-01 | PG&E | NP15 | FRESNO |  | PG&E | FALSE
H0175 | NEW EXCHEQUER |  | HYDROELECTRIC | HYDRO | HYDRO | HYDRAULIC TURBINE - PIPELINE | 94.5 | 1 | NOT COGEN | 94.5 | 1967-08-01 | PG&E | NP15 | MARIPOSA | MEID | MEID | FALSE
H0498 | STANISLAUS |  | HYDROELECTRIC | HYDRO | HYDRO | HYDRO,WATER | 91 | 1 | NOT COGEN | 81.9 | 1963-03-01 | PG&E | NP15 | TUOLUMNE |  | PG&E | FALSE
H0389 | PIT 3 |  | HYDROELECTRIC | HYDRO | HYDRO | HYDRO,WATER | 70 | 1 | NOT COGEN | 80.1 | 1925-07-01 | PG&E | NP15 | SHASTA |  | PG&E | FALSE
H0406 | RALSTON |  | HYDROELECTRIC | HYDRO | HYDRO | HYDRO,WATER | 86.3 | 1 | NOT COGEN | 79.2 | 1966-10-01 | PG&E | NP15 | PLACER |  | PCWA | FALSE
H0392 | PIT 6 |  | HYDROELECTRIC | HYDRO | HYDRO | HYDRO,WATER | 80 | 1 | NOT COGEN | 79.2 | 1965-05-01 | PG&E | NP15 | SHASTA |  | PG&E | FALSE
H0087 | CARIBOU 1 |  | HYDROELECTRIC | HYDRO | HYDRO | HYDRO, WATER | 75 | 1 | NOT COGEN | 73.9 | 1921-06-01 | PG&E | NP15 | PLUMAS |  | PG&E | FALSE
H0121 | CRESTA |  | HYDROELECTRIC | HYDRO | HYDRO | HYDRO, WATER | 70 | 1 | NOT COGEN | 73.8 | 1949-11-01 | PG&E | NP15 | PLUMAS |  | PG&E | FALSE
H0388 | PIT 1 |  | HYDROELECTRIC | HYDRO | HYDRO | HYDRO,WATER | 61 | 1 | NOT COGEN | 69.4 | 1922-09-01 | PG&E | NP15 | SHASTA |  | PG&E | FALSE
H0052 | BUCKS CREEK |  | HYDROELECTRIC | HYDRO | HYDRO | HYDRO, WATER | 65 | 1 | NOT COGEN | 66 | 1928-03-01 | PG&E | NP15 | PLUMAS |  | PG&E | FALSE
H0145 | DONNELS |  | HYDROELECTRIC | HYDRO | HYDRO | HYDRO WATER | 67.5 | 1 | NOT COGEN | 54 | 1957-06-01 | PG&E | NP15 | TUOLUMNE |  | O&SSJID | FALSE
H0155 | DRUM 2 |  | HYDROELECTRIC | HYDRO | HYDRO | HYDRO, WATER | 49.5 | 1 | NOT COGEN | 53.1 | 1966-12-01 | PG&E | NP15 | PLACER |  | PG&E | FALSE
H0516 | TIGER CREEK |  | HYDROELECTRIC | HYDRO | HYDRO | HYDRO,WATER | 58 | 1 | NOT COGEN | 52.3 | 1931-08-01 | PG&E | NP15 | AMADOR |  | PG&E | FALSE
H0573 | WOODLEAF |  | HYDROELECTRIC | HYDRO | HYDRO | HYDRO, WATER | 49 | 1 | NOT COGEN | 52 | 1963-11-01 | PG&E | NP15 | BUTTE | OWID | OWID | FALSE
H0154 | DRUM 1 |  | HYDROELECTRIC | HYDRO | HYDRO | HYDRO, WATER | 54 | 1 | NOT COGEN | 49.2 | 1913-11-01 | PG&E | NP15 | PLACER |  | PG&E | FALSE
H0272 | KINGS RIVER |  | HYDROELECTRIC | HYDRO | HYDRO | HYDRO WATER | 52 | 1 | NOT COGEN | 48.6 | 1962-03-01 | PG&E | NP15 | FRESNO |  | PG&E | FALSE
H0354 | NEW NARROWS |  | HYDROELECTRIC | HYDRO | HYDRO |  | 49 | 1 | NOT COGEN | 46.75 | 1970-12-01 | PG&E | NP15 | YUBA | YCWA | YCWA | FALSE
H0095 | CHICAGO PARK |  | HYDROELECTRIC | HYDRO | HYDRO | HYDRO, WATER | 44 | 1 | NOT COGEN | 44 | 1965-11-01 | PG&E | NP15 | NEVADA |  | NID | FALSE
H0431 | SALT SPRINGS |  | HYDROELECTRIC | HYDRO | HYDRO | HYDRO,WATER | 44 | 1 | NOT COGEN | 42 | 1931-06-01 | PG&E | NP15 | AMADOR |  | PG&E | FALSE
H0057 | BUTT VALLEY |  | HYDROELECTRIC | HYDRO | HYDRO | HYDRO, WATER | 40 | 1 | NOT COGEN | 40 | 1958-12-01 | PG&E | NP15 | PLUMAS |  | PG&E | FALSE
H0265 | KERCKHOFF 1 |  | HYDROELECTRIC | HYDRO | HYDRO | HYDRO, WATER | 38 | 1 | NOT COGEN | 34.2 | 1920-08-01 | PG&E | NP15 | FRESNO |  | PG&E | FALSE
H0019 | BALCH 1 |  | HYDROELECTRIC | HYDRO | HYDRO | HYDRO, WATER | 34 | 1 | NOT COGEN | 31 | 1927-02-01 | PG&E | NP15 | FRESNO |  | PG&E | FALSE
H0311 | MALACHA HYDRO L.P. | MUCK VALLEY HYDROELECTRIC PROJECT | HYDROELECTRIC | HYDRO | HYDRO |  | 26 | 1 | NOT COGEN | 29.9 | 1988-12-07 | PG&E | NP15 | LASSEN | MALACHA HYDRO PARTNERS | MALACHA HYDRO LIMITED PARTNERS | TRUE
H0191 | FORBESTOWN |  | HYDROELECTRIC | HYDRO | HYDRO | HYDRO, WATER | 27 | 1 | NOT COGEN | 29 | 1962-01-01 | PG&E | NP15 | BUTTE | OWID | OWID | FALSE
H0198 | FRIANT DAM | FRIANT HYDROELECTRIC PROJECT | HYDROELECTRIC | HYDRO | HYDRO |  | 25 | 1 | NOT COGEN | 27.509 | 1985-04-16 | PG&E | NP15 | MADERA | FRIANT POWER AUTHORITY |  | TRUE
H0157 | DUTCH FLAT 2 |  | HYDROELECTRIC | HYDRO | HYDRO |  | 26 | 1 | NOT COGEN | 27.3 | 1965-11-01 | PG&E | NP15 | NEVADA |  | NID | FALSE
H0363 | O'NEILL |  | HYDROELECTRIC | HYDRO | PUMPED STORAGE | PUMPED STORAGE, WATER | 14.4 | 1 | NOT COGEN | 25.2 | 1967-09-01 | PG&E | NP15 | MERCED | USBR | USBR | FALSE
H0380 | PARDEE DAM |  | HYDROELECTRIC | HYDRO | HYDRO | HYDRO, WATER | 29.7 | 1 | NOT COGEN | 23.597 | 1930-07-01 | PG&E | NP15 | AMADOR | EBMUD | EBMUD | FALSE
H0213 | GRIZZLY | A.K.A. BUCKS CREEK | HYDROELECTRIC | HYDRO | HYDRO | HYDRO,WATER | 22.95 | 1 | NOT COGEN | 22 | 1993-11-01 | PG&E | NP15 | PLUMAS |  | CSC | FALSE
H0156 | DUTCH FLAT 1 |  | HYDROELECTRIC | HYDRO | HYDRO |  | 22 | 1 | NOT COGEN | 22 | 1943-03-01 | PG&E | NP15 | PLACER |  | PG&E | FALSE
H0130 | DE SABLA | A.K.A. FORKS OF BUTTE HYDRO | HYDROELECTRIC | HYDRO | HYDRO | HYDRO, WATER | 18.5 | 1 | NOT COGEN | 18.5 | 1962-12-01 | PG&E | NP15 | BUTTE |  | PG&E | FALSE
H0527 | TULLOCH |  | HYDROELECTRIC | HYDRO | HYDRO | HYDRO, WATER | 17 | 1 | NOT COGEN | 17.2 | 1958-06-01 | PG&E | NP15 | TUOLUMNE |  | O&SSJID | FALSE
H0569 | WISE |  | HYDROELECTRIC | HYDRO | HYDRO | HYDRO,WATER | 17.1 | 1 | NOT COGEN | 16.5 | 1917-03-01 | PG&E | NP15 | PLACER |  | PG&E | FALSE
H0519 | TRI-DAM AUTHORITY (SAND BAR)000000 | A.K.A. SAND BAR PROJECT - TRI-DAM POWER | HYDROELECTRIC | HYDRO | HYDRO |  | 16.2 | 1 | NOT COGEN | 16.2 | 1986-05-19 | PG&E | NP15 | TUOLUMNE | O&SSJID | TRI-DAM POWER AUTHORITY | TRUE
H0367 | KERN HYDRO (OLCESE) | A.K.A. RIO BRAVO HYDROELECTRIC | HYDROELECTRIC | HYDRO | HYDRO |  | 16 | 1 | NOT COGEN | 16 | 1989-05-18 | PG&E | NP15 | KERN | OLCESE WATER DISTRICT | OLCESE WATER DISTRICT | TRUE
H0195 | FRENCH MEADOWS |  | HYDROELECTRIC | HYDRO | HYDRO | HYDRO,WATER | 17 | 1 | NOT COGEN | 15.3 | 1966-10-01 | PG&E | NP15 | PLACER | PCWA | PCWA | FALSE
H0360 | NIMBUS DAM |  | HYDROELECTRIC | HYDRO | HYDRO | HYDRO, WATER | 16.6 | 1 | NOT COGEN | 13.6 | 1955-02-01 | PG&E | NP15 | SACRAMENTO | USBR | USBR | FALSE
H0558 | WEST POINT |  | HYDROELECTRIC | HYDRO | HYDRO | HYDRO,WATER | 14.5 | 1 | NOT COGEN | 13.6 | 1948-11-01 | PG&E | NP15 | AMADOR |  | PG&E | FALSE
H0217 | HALSEY |  | HYDROELECTRIC | HYDRO | HYDRO | HYDRO, WATER | 11 | 1 | NOT COGEN | 13.6 | 1916-12-01 | PG&E | NP15 | PLACER |  | PG&E | FALSE
H0192 | ENERGY GROWTH PARTNERS I | A.K.A. FORKS OF BUTTE | HYDROELECTRIC | HYDRO | HYDRO |  | 13.3 | 1 | NOT COGEN | 13 | 1992-03-16 | PG&E | NP15 | BUTTE |  | ENERGY GROWTH GROUP | TRUE
H0570 | A.G. WISHON |  | HYDROELECTRIC | HYDRO | HYDRO | HYDRO, WATER | 20 | 1 | NOT COGEN | 12.8 | 1910-09-01 | PG&E | NP15 | MADERA |  | PG&E | FALSE
H0357 | NEWCASTLE |  | HYDROELECTRIC | HYDRO | HYDRO | HYDRO, WATER | 11.5 | 1 | NOT COGEN | 12.7 | 1986-10-01 | PG&E | NP15 | PLACER |  | PG&E | FALSE
H0106 | COLEMAN |  | HYDROELECTRIC | HYDRO | HYDRO | HYDRO, WATER | 13 | 1 | NOT COGEN | 12.2 | 1979-06-01 | PG&E | NP15 | TEHAMA |  | PG&E | FALSE
H0424 | ROLLINS |  | HYDROELECTRIC | HYDRO | HYDRO | HYDRO, WATER | 12.15 | 1 | NOT COGEN | 12.1 | 1980-08-01 | PG&E | NP15 | NEVADA |  | NID | FALSE
H0484 | SLY CREEK |  | HYDROELECTRIC | HYDRO | HYDRO | HYDRO, WATER | 8 | 1 | NOT COGEN | 12.1 | 1983-11-01 | PG&E | NP15 | BUTTE | OWID | OWID | FALSE
H0343 | MONTICELLO |  | HYDROELECTRIC | HYDRO | HYDRO | HYDRO, WATER | 11.9 | 1 | NOT COGEN | 11.5 | 1983-07-01 | PG&E | NP15 | NAPA |  | SID | FALSE
H0080 | CAMANCHE DAM |  | HYDROELECTRIC | HYDRO | HYDRO | HYDRO, WATER | 10.8 | 1 | NOT COGEN | 10.687 | 1983-07-01 | PG&E | NP15 | SAN JOAQUIN | EBMUD | EBMUD | TRUE
H0348 | NARROWS |  | HYDROELECTRIC | HYDRO | HYDRO | HYDRO, WATER | 12 | 1 | NOT COGEN | 10.2 | 1943-12-01 | PG&E | NP15 | NEVADA |  | PG&E | FALSE
H0022 | BEARDSLEY |  | HYDROELECTRIC | HYDRO | HYDRO | HYDRO, WATER | 9.5 | 1 | NOT COGEN | 10 | 1957-05-01 | PG&E | NP15 | TUOLUMNE |  | O&SSJID | FALSE
H0263 | KELLY RIDGE |  | HYDROELECTRIC | HYDRO | HYDRO | HYDRO, WATER | 9 | 1 | NOT COGEN | 10 | 1963-01-01 | PG&E | NP15 | BUTTE | OWID | OWID | FALSE
H0222 | HAT CREEK 2 |  | HYDROELECTRIC | HYDRO | HYDRO | HYDRO, WATER | 8.5 | 1 | NOT COGEN | 10 | 1921-09-01 | PG&E | NP15 | SHASTA |  | PG&E | FALSE
H0221 | HAT CREEK 1 |  | HYDROELECTRIC | HYDRO | HYDRO | HYDRO, WATER | 8.5 | 1 | NOT COGEN | 10 | 1921-08-01 | PG&E | NP15 | SHASTA |  | PG&E | FALSE
H0267 | KERN CANYON |  | HYDROELECTRIC | HYDRO | HYDRO | HYDRO, WATER | 11.5 | 1 | NOT COGEN | 9.5 | 1921-08-01 | PG&E | NP15 | KERN |  | PG&E | FALSE
H0401 | POTTER VALLEY |  | HYDROELECTRIC | HYDRO | HYDRO | HYDRO,WATER | 9.2 | 1 | NOT COGEN | 9.5 | 1908-04-01 | PG&E | NP15 | MENDOCINO |  | PG&E | FALSE
H0304 | MADERA CANAL |  | HYDROELECTRIC | HYDRO | HYDRO |  | 8.8 | 1 | NOT COGEN | 9 | 1985-07-01 | PG&E | NP15 | MADERA |  | FRIANT POWER AUTHORITY | FALSE
H0316 | MCSWAIN |  | HYDROELECTRIC | HYDRO | HYDRO | HYDRAULIC TURBINE-PIPELINE | 8 | 1 | NOT COGEN | 9 | 1967-08-01 | PG&E | NP15 | MARIPOSA | MEID | MEID | FALSE
H0227 | HAYPRESS HYDROELECTRIC (MIDDLE) | HAYPRESS CREEK(MIDDLE) | HYDROELECTRIC | HYDRO | HYDRO |  | 8.7 | 1 | NOT COGEN | 8.7 | 1989-04-15 | PG&E | NP15 | SIERRA | NORTHWEST POWER COMPANY | HAYPRESS HYDROELECTRIC INC | TRUE
H0545 | VOLTA 1 |  | HYDROELECTRIC | HYDRO | HYDRO | HYDRO,WATER | 9 | 1 | NOT COGEN | 8.6 | 1980-04-01 | PG&E | NP15 | SHASTA |  | PG&E | FALSE
H0523 | TULE RIVER |  | HYDROELECTRIC | HYDRO | HYDRO | HYDRO,WATER | 6.4 | 1 | NOT COGEN | 8.6 | 1914-01-01 | PG&E | NP15 | TULARE |  | SCE | FALSE
H0244 | INSKIP |  | HYDROELECTRIC | HYDRO | HYDRO | HYDRO, WATER | 8 | 1 | NOT COGEN | 7.7 | 1979-10-01 | PG&E | NP15 | TEHAMA |  | PG&E | FALSE
H0321 | MEGA RENEWABLES (HATCHET CREEK) |  | HYDROELECTRIC | HYDRO | HYDRO |  | 7 | 1 | NOT COGEN | 7.7 | 1987-01-05 | PG&E | NP15 | SHASTA |  | MEGA RENEWABLES | TRUE
H0490 | SPAULDING 1 |  | HYDROELECTRIC | HYDRO | HYDRO | HYDRO,WATER | 7 | 1 | NOT COGEN | 7 | 1928-05-01 | PG&E | NP15 | NEVADA |  | PG&E | FALSE
H0096 | CHILI BAR |  | HYDROELECTRIC | HYDRO | HYDRO | HYDRO, WATER | 7 | 1 | NOT COGEN | 7 | 1965-03-01 | PG&E | NP15 | EL DORADO |  | PG&E | FALSE
H0486 | SOUTH |  | HYDROELECTRIC | HYDRO | HYDRO | HYDRO,WATER | 7 | 1 | NOT COGEN | 6.8 | 1979-12-01 | PG&E | NP15 | TEHAMA |  | PG&E | FALSE
H0492 | SPAULDING 3 |  | HYDROELECTRIC | HYDRO | HYDRO | HYDRO,WATER | 5.8 | 1 | NOT COGEN | 6.6 | 1929-01-01 | PG&E | NP15 | NEVADA |  | PG&E | FALSE
H0092 | CENTERVILLE |  | HYDROELECTRIC | HYDRO | HYDRO | HYDRO, WATER | 6.4 | 1 | NOT COGEN | 6.4 | 1900-05-01 | PG&E | NP15 | BUTTE |  | PG&E | FALSE
H0046 | BLACK BUTTE |  | HYDROELECTRIC | HYDRO | HYDRO | HYDRO, WATER | 6.2 | 1 | NOT COGEN | 6.2 | 1988-10-01 | PG&E | NP15 | TEHAMA |  | CITY OF SANTA CLARA | FALSE
H0226 | HAYPRESS HYDROELECTRIC (LOWER) | HAYPRESS CREEK LOWER | HYDROELECTRIC | HYDRO | HYDRO |  | 6.1 | 1 | NOT COGEN | 6.1 | 1989-04-11 | PG&E | NP15 | SIERRA | NORTHWEST POWER COMPANY | HAYPRESS HYDROELECTRIC INC | TRUE
H0374 | OXBOW |  | HYDROELECTRIC | HYDRO | HYDRO | HYDRO,WATER | 6 | 1 | NOT COGEN | 6.1 | 1966-10-01 | PG&E | NP15 | EL DORADO |  | PCWA | FALSE
H0495 | SPRING GAP |  | HYDROELECTRIC | HYDRO | HYDRO | HYDRO,WATER | 7 | 1 | NOT COGEN | 6 | 1921-09-01 | PG&E | NP15 | TUOLUMNE |  | PG&E | FALSE
H0356 | NEW SPICER MEADOW | NEW SPICER | HYDROELECTRIC | HYDRO | HYDRO |  | 5.764 | 1 | NOT COGEN | 6 | 1990-02-01 | PG&E | NP15 | TUOLUMNE | NCPA | CCWD | FALSE
H0133 | DEER CREEK |  | HYDROELECTRIC | HYDRO | HYDRO | HYDRO, WATER | 5.7 | 1 | NOT COGEN | 5.5 | 1908-05-01 | PG&E | NP15 | NEVADA |  | PG&E | FALSE
H0218 | HAMILTON BRANCH |  | HYDROELECTRIC | HYDRO | HYDRO | HYDRO, WATER | 4.8 | 1 | NOT COGEN | 5.4 | 1921-08-01 | PG&E | NP15 | PLUMAS |  | PG&E | FALSE
H0488 | SOUTH SAN JOAQUIN I.D | FRANKENHEIMER | HYDROELECTRIC | HYDRO | HYDRO |  | 5.035 | 1 | NOT COGEN | 5.035 | 1983-02-12 | PG&E | NP15 | STANISLAUS | TID | SSJID | TRUE
H0500 | STONY GORGE |  | HYDROELECTRIC | HYDRO | HYDRO | HYDRO, WATER | 5 | 1 | NOT COGEN | 5 | 1986-03-01 | PG&E | NP15 | GLENN |  | CSC | FALSE
H0236 | SNOW MOUNTAIN HYDRO (COVE) | F.K.A. COLDWATER | HYDROELECTRIC | HYDRO | HYDRO |  | 5 | 1 | NOT COGEN | 5 | 1990-02-20 | PG&E | NP15 | SHASTA | HIGHLAND HYDRO CONSTRUCTION | HIGHLAND HYDRO CONSTRUCTION | TRUE
H0371 | OLSEN POWER PARTNERS |  | HYDROELECTRIC | HYDRO | HYDRO |  | 5 | 1 | NOT COGEN | 5 | 1990-01-03 | PG&E | NP15 | SHASTA |  | OLSEN POWER PTNS | TRUE
H0037 | BIG CREEK WATER WORKS, LTD |  | HYDROELECTRIC | HYDRO | HYDRO |  | 4.8 | 1 | NOT COGEN | 5 | 1987-01-07 | PG&E | NP15 | TRINITY |  | BIG CREEK WATER WORKS LTD | TRUE
H0428 | STS HYDROPOWER LTD (KEKAWAKA) | A.K.A. KEKAWAKA HYDRO PROJECT | HYDROELECTRIC | HYDRO | HYDRO |  | 4.95 | 1 | NOT COGEN | 4.95 | 1989-12-27 | PG&E | NP15 | TRINITY | STS HYDROPOWER LTD | STS HYDROPOWER LTD | TRUE
H0341 | MONTEREY COUNTY RES AGENCY | NACIMIENTO HYDROELECTRIC PROJECT | HYDROELECTRIC | HYDRO | HYDRO |  | 3.75 | 1 | NOT COGEN | 4.351 | 1987-07-13 | PG&E | NP15 | SAN LUIS OBISPO |  | MONTEREY CO FC & WCD | TRUE
H0450 | SAN JOAQUIN 3 |  | HYDROELECTRIC | HYDRO | HYDRO | HYDRO,WATER | 4.2 | 1 | NOT COGEN | 4 | 1923-07-01 | PG&E | NP15 | MADERA |  | PG&E | FALSE
H0538 | UTICA |  | HYDROELECTRIC | HYDRO | HYDRO |  | 3.6 | 1 | NOT COGEN | 4 | 1953-12-01 | PG&E | NP15 | CALAVERAS |  | NCPA | FALSE
H0491 | SPAULDING 2 |  | HYDROELECTRIC | HYDRO | HYDRO | HYDRO,WATER | 4.4 | 1 | NOT COGEN | 3.7 | 1928-07-01 | PG&E | NP15 | NEVADA |  | PG&E | FALSE
H0497 | STAMPEDE |  | HYDROELECTRIC | HYDRO | HYDRO | RUN-OF-RIVER, WATER | 3.7 | 1 | NOT COGEN | 3.7 | 1988-06-01 | PG&E | NP15 | SIERRA | USBR | USBR | FALSE
H0346 | MURPHYS |  | HYDROELECTRIC | HYDRO | HYDRO | HYDRO, WATER | 4 | 1 | NOT COGEN | 3.6 | 1953-12-01 | PG&E | NP15 | CALAVERAS |  | UTICA POWER AUTHIORITY | FALSE
H0351 | NEVADA POWER AUTHORITY/BOWMAN POW |  | HYDROELECTRIC | HYDRO | HYDRO | HYDRO | 3.6 | 1 | NOT COGEN | 3.6 | 1986-08-18 | PG&E | NP15 | NEVADA |  | NID | TRUE
H0283 | LAKE MENDOCINO |  | HYDROELECTRIC | HYDRO | HYDRO | HYDRAULIC TURBINE - CONVENTIONAL | 3.5 | 1 | NOT COGEN | 3.5 | 1987-03-01 | PG&E | NP15 | MENDOCINO | CITY OF UKIAH | CITY OF UKIAH | FALSE
H0324 | MERCED FALLS |  | HYDROELECTRIC | HYDRO | HYDRO | HYDRO WATER | 3.5 | 1 | NOT COGEN | 3.4 | 1930-07-01 | PG&E | NP15 | MERCED |  | PG&E | FALSE
H0168 | EL DORADO HYDRO (MONTGOMERY CREEK |  | HYDROELECTRIC | HYDRO | HYDRO |  | 2.6 | 1 | NOT COGEN | 3.4 | 1987-02-28 | PG&E | NP15 | SHASTA |  | EL DORADO HYDRO | TRUE
H0243 | INDIAN VALLEY HYDRO |  | HYDROELECTRIC | HYDRO | HYDRO |  | 3.335 | 1 | NOT COGEN | 3.335 | 1983-09-15 | PG&E | NP15 | LAKE | INDIAN VALLEY HYDRO PARTNERS | CATALYST ENERGY DEVELOPMENT | TRUE
H0271 | KILARC |  | HYDROELECTRIC | HYDRO | HYDRO | HYDRO WATER | 3.2 | 1 | NOT COGEN | 3 | 1903-10-01 | PG&E | NP15 | SHASTA |  | PG&E | FALSE
H0507 | TKO POWER (SOUTH FORK BEAR CREEK) | A.K.A. NICHOLS HYDRO PROJECT | HYDROELECTRIC | HYDRO | HYDRO |  | 3 | 1 | NOT COGEN | 3 | 1986-01-15 | PG&E | NP15 | SHASTA |  | TKO POWER INC | TRUE
H0511 | THERMALITO DIVERSION |  | HYDROELECTRIC | HYDRO | HYDRO | HYDRAULIC TURBINE - CONVENTIONAL | 3 | 1 | NOT COGEN | 3 | 1987-07-01 | OWID | NP15 | BUTTE | CDWR | CDWR | FALSE
H0240 | SNOW MOUNTAIN HYDRO (BURNEY CREEK) |  | HYDROELECTRIC | HYDRO | HYDRO |  | 3 | 1 | NOT COGEN | 3 | 1990-03-28 | PG&E | NP15 | SHASTA | HIGHLAND HYDRO CONSTRUCTION | HIGHLAND HYDRO CONSTRUCTION | TRUE
H0422 | ROCK CREEK HYDRO |  | HYDROELECTRIC | HYDRO | HYDRO |  | 3 | 1 | NOT COGEN | 3 | 1986-04-24 | PG&E | NP15 | EL DORADO | KEATING & ASSOCIATES | ROCK CREEK LTD PNSP | TRUE
H0449 | SAN JOAQUIN 2 |  | HYDROELECTRIC | HYDRO | HYDRO | HYDRO,WATER | 3.2 | 1 | NOT COGEN | 2.9 | 1917-09-01 | PG&E | NP15 | MADERA |  | PG&E | FALSE
H0336 | MOCCASIN LOWHEAD |  | HYDROELECTRIC | HYDRO | HYDRO | HYDRO, WATER | 2.9 | 1 | NOT COGEN | 2.9 | 1986-08-01 | PG&E | NP15 | TUOLUMNE |  | HETCH HETCHY WATER & POWER (CCSF) | FALSE
H0489 | SOUTH SAN JOAQUIN I.D | A.K.A.WOODWARD | HYDROELECTRIC | HYDRO | HYDRO |  | 2.85 | 1 | NOT COGEN | 2.85 | 1982-04-16 | PG&E | NP15 | STANISLAUS | TID | SSJID | TRUE
H0325 | MERCED ID (PARKER) | A.K.A. RICHARD B. PARKER | HYDROELECTRIC | HYDRO | HYDRO | HYDRAULIC TURBINR-PIPELINE WATER | 2.69 | 1 | NOT COGEN | 2.7 | 1981-09-23 | PG&E | NP15 | MERCED | MEID | MEID | TRUE
H0485 | SONOMA COUNTY WATER AGENCY | WARM SPRINGS DAM | HYDROELECTRIC | HYDRO | HYDRO |  | 2.6 | 1 | NOT COGEN | 2.6 | 1988-12-22 | PG&E | NP15 | SONOMA |  | SCWA | TRUE
H0576 | YOLO COUNTY FLOOD & WTD (CLEAR LAKE) | A.K.A. CLEAR LAKE HYDRO | HYDROELECTRIC | HYDRO | HYDRO |  | 2.5 | 1 | NOT COGEN | 2.5 | 1985-09-07 | PG&E | NP15 | LAKE |  | CATALYST ENERGY DEVELOPMENT | TRUE
H0362 | YUBA COUNTY WATER | A.K.A. CHALLENGE or DEADWOOD CREEK | HYDROELECTRIC | HYDRO | HYDRO | HYDRO | 2 | 1 | NOT COGEN | 2 | 1990-01-29 | PG&E | NP15 | YUBA | YCWA | YCWA | TRUE
H0322 | MEGA RENEWABLES (ROARING CRK) | ROARING CREEK (MEGA RENEWABLES) | HYDROELECTRIC | HYDRO | HYDRO |  | 2 | 1 | NOT COGEN | 2 | 1986-12-05 | PG&E | NP15 | SHASTA |  | ROARING CREEK RANCH MEGA RENEWABLES | TRUE
H0287 | LIME SADDLE |  | HYDROELECTRIC | HYDRO | HYDRO | HYDRO WATER | 2 | 1 | NOT COGEN | 2 | 1906-08-01 | PG&E | NP15 | BUTTE |  | PG&E | FALSE
H0241 | HUMBOLDT BAY MWD | A.K.A. GOSSELIN HYDROELECTRIC PLANT, HUMBOLDT | HYDROELECTRIC | HYDRO | HYDRO |  | 2 | 1 | NOT COGEN | 2 | 1983-04-10 | PG&E | NP15 | TRINITY |  |  | TRUE
H0005 | ALTA |  | HYDROELECTRIC | HYDRO | HYDRO | HYDRO, WATER | 2 | 1 | NOT COGEN | 2 | 1902-11-01 | PG&E | NP15 | PLACER |  | PG&E | FALSE
H0310 | MADERA CHOWCHILLA | STATION 980+65 MADERA-CHOWCHILLA | HYDROELECTRIC | HYDRO | HYDRO |  | 1.8 | 1 | NOT COGEN | 1.835 | 1985-02-02 | PG&E | NP15 | MADERA |  | MCPA | TRUE
H0323 | MEGA RENEWABLES (BIDWELL DITCH) |  | HYDROELECTRIC | HYDRO | HYDRO |  | 2 | 1 | NOT COGEN | 1.8 | 1987-02-22 | PG&E | NP15 | SHASTA |  | MEGA RENEWABLES | TRUE
H0518 | TOADTOWN |  | HYDROELECTRIC | HYDRO | HYDRO | HYDRO,water | 1.5 | 1 | NOT COGEN | 1.8 | 1986-04-01 | PG&E | NP15 | BUTTE |  | PG&E | FALSE
H0056 | BURGESS, NORMAN ROSS | A.K.A. BLUFORD CREEK or THREE FORKS WATER POWER PROJECT | HYDROELECTRIC | HYDRO | HYDRO |  | 1.25 | 1 | NOT COGEN | 1.625 | 1984-12-28 | PG&E | NP15 | TRINITY |  | BURGESS, M&N | TRUE
H0383 | PHOENIX |  | HYDROELECTRIC | HYDRO | HYDRO | HYDRO, WATER | 2 | 1 | NOT COGEN | 1.6 | 1940-02-01 | PG&E | NP15 | TUOLUMNE |  | PG&E | FALSE
H0054 | NID/COMBIE SOUTH |  | HYDROELECTRIC | HYDRO | HYDRO | HYDRO | 1.5 | 1 | NOT COGEN | 1.5 | 1984-04-26 | PG&E | NP15 | PLACER |  | NID | TRUE
H0547 | WEA BAKER CREEK PROJECT | A.K.A. BAKER CREEK PROJECT | HYDROELECTRIC | HYDRO | HYDRO |  | 1.5 | 1 | NOT COGEN | 1.495 | 1987-12-10 | PG&E | NP15 | HUMBOLDT |  | ALBERT HUNT & BAKER STATON ASSOCIATION | TRUE
H0118 | COW CREEK |  | HYDROELECTRIC | HYDRO | HYDRO | HYDRO, WATER | 1.8 | 1 | NOT COGEN | 1.4 | 1907-08-01 | PG&E | NP15 | SHASTA |  | PG&E | FALSE
H0238 | SNOW MOUNTAIN HYDRO LLC (LOST CREE 1) |  | HYDROELECTRIC | HYDRO | HYDRO |  | 1.4 | 1 | NOT COGEN | 1.4 | 1989-10-09 | PG&E | NP15 | SHASTA | HIGHLAND HYDRO CONSTRUCTION | HIGHLAND HYDRO CONSTRUCTION | TRUE
H0364 | OAK FLAT |  | HYDROELECTRIC | HYDRO | HYDRO | HYDRO, WATER | 1.3 | 1 | NOT COGEN | 1.4 | 1985-11-01 | PG&E | NP15 | PLUMAS |  | PG&E | FALSE
H0008 | ANGELS |  | HYDROELECTRIC | HYDRO | HYDRO | HRDRO, WATER | 1 | 1 | NOT COGEN | 1.4 | 1940-01-01 | PG&E | NP15 | CALAVERAS |  | UTICA POWER AUTHIORITY | FALSE
H0427 | STS HYDROPOWER LTD (KANAKA) | A.K.A. KANAKA HYDRO PROJECT | HYDROELECTRIC | HYDRO | HYDRO |  | 1.1 | 1 | NOT COGEN | 1.2 | 1989-02-13 | PG&E | NP15 | BUTTE | STS HYDROPOWER LTD | STS HYDROPOWER, LTD | TRUE
H0237 | SNOW MOUNTAIN HYDRO (PONDEROSA BAILY) |  | HYDROELECTRIC | HYDRO | HYDRO |  | 1.1 | 1 | NOT COGEN | 1.1 | 1990-02-26 | PG&E | NP15 | SHASTA | HIGHLAND HYDRO CONSTRUCTION | HIGHLAND HYDRO CONSTRUCTION | TRUE
H0349 | NELSON CREEK HYDROELECTRIC |  | HYDROELECTRIC | HYDRO | HYDRO |  | 1.1 | 1 | NOT COGEN | 1.1 | 1988-12-19 | PG&E | NP15 | SHASTA |  | NELSON CREEK POWER INC | TRUE
H0413 | RIVER OUTLET |  | HYDROELECTRIC | HYDRO | HYDRO |  | 2 | 1 | NOT COGEN | 1 | 1985-04-01 | PG&E | NP15 | MADERA |  | FRIANT POWER AUTHORITY | FALSE
H0512 | THREE FORKS |  | HYDROELECTRIC | HYDRO | HYDRO |  | 1.3 | 1 | NOT COGEN | 1 | 1993-04-01 | PG&E | NP15 | TRINITY |  | M&N BURGESS | FALSE
H0550 | WTP NO 2 SUPPLY LINE |  | HYDROELECTRIC | HYDRO | HYDRO |  | 1.25 | 1 | NOT COGEN | 1 | 1993-05-01 | PG&E | NP15 | ALAMEDA |  | ALAMEDA COUNTY WATER DIST. | FALSE
H0572 | UNITED HYDRO (WOLFSEN BYPASS) |  | HYDROELECTRIC | HYDRO | HYDRO |  | 1 | 1 | NOT COGEN | 1 | 1986-02-01 | PG&E | NP15 | MERCED |  | CCID | TRUE
H0320 | MEGA HYDRO #1 | CLOVER CREEK (HYDRO PARTNERS) | HYDROELECTRIC | HYDRO | HYDRO |  | 1 | 1 | NOT COGEN | 1 | 1986-02-21 | PG&E | NP15 | SHASTA | UTILICO GROUP, INC. | MEGA HYDRO INC | TRUE
H0273 | KINGS RIVER HYDRO CO. | KINGS RIVER SIPHON | HYDROELECTRIC | HYDRO | HYDRO |  | 1 | 1 | NOT COGEN | 1 | 1990-08-19 | PG&E | NP15 | FRESNO |  | ORANGE COVE IRRIGATION DISTRICT | TRUE
H0544 | BROWNS VALLEY IRRIGATION DISTRICT | A.K.A. VIRGINIA RANCH DAM | HYDROELECTRIC | HYDRO | HYDRO |  | 0.995 | 1 | NOT COGEN | 1 | 1984-06-29 | PG&E | NP15 | YUBA |  | BVID | TRUE
H0183 | FIVE BEARS HYDROELECTRIC |  | HYDROELECTRIC | HYDRO | HYDRO |  | 0.99 | 1 | NOT COGEN | 1 | 1989-04-27 | PG&E | NP15 | PLUMAS |  | FIVE BEARS HYDRO INC | TRUE
H0318 | MCMILLAN HYDRO |  | HYDROELECTRIC | HYDRO | HYDRO |  | 0.975 | 1 | NOT COGEN | 1 | 1984-03-22 | PG&E | NP15 | SHASTA |  | MCMILLAN HYDRO INC | TRUE
H0204 | GEORGETOWN DIVIDE CONDUIT |  | HYDROELECTRIC | HYDRO | HYDRO |  | 0.925 | 1 | NOT COGEN | 1 | 1982-05-01 | PG&E | NP15 | EL DORADO |  | GEORGETOWN DIVIDE PUD | FALSE
H0546 | VOLTA 2 |  | HYDROELECTRIC | HYDRO | HYDRO | HYDRO,WATER | 0.9 | 1 | NOT COGEN | 1 | 1981-10-01 | PG&E | NP15 | SHASTA |  | PG&E | FALSE
H0120 | CRANE VALLEY |  | HYDROELECTRIC | HYDRO | HYDRO | HYDRO, WATER | 0.9 | 1 | NOT COGEN | 1 | 1919-07-01 | PG&E | NP15 | MADERA |  | PG&E | FALSE
H0104 | COAL CANYON |  | HYDROELECTRIC | HYDRO | HYDRO | HYDRO, WATER | 0.9 | 1 | NOT COGEN | 1 | 1907-12-01 | PG&E | NP15 | BUTTE |  | PG&E | FALSE
H0007 | SANTA CLARA VALLEY WATER DISTRICT | A.K.A. ANDERSON HYDRO FACILITY | HYDROELECTRIC | HYDRO | HYDRO |  | 0.8 | 1 | NOT COGEN | 1 | 1988-12-01 | PG&E | NP15 | SANTA CLARA |  | SANTA CLARA VALLEY WD | TRUE
H0017 | BAILEY CREEK RANCH |  | HYDROELECTRIC | HYDRO | HYDRO |  | 0.8 | 1 | NOT COGEN | 1 | 1982-05-26 | PG&E | NP15 | SHASTA |  | BAILEY CREEK RANCH | TRUE
H0457 | CITY OF SAN LUIS OBISPO (STENNER CANYON) |  | HYDROELECTRIC | HYDRO | HYDRO |  | 0.782 | 1 | NOT COGEN | 1 | 1985-06-06 | PG&E | NP15 | SAN LUIS OBISPO |  | CITY OF SAN LUIS OBISPO | TRUE
H0329 | MILL AND SULPHUR CREEK PROJECT |  | HYDROELECTRIC | HYDRO | HYDRO |  | 0.995 | 1 | NOT COGEN | 0.995 | 1988-02-23 | PG&E | NP15 | HUMBOLDT |  | MILLS & SULPHUR CREEK POWER PLANT PNSP | TRUE
H0292 | LASSEN STATION/CAMP CREEK |  | HYDROELECTRIC | HYDRO | HYDRO |  | 0.99 | 1 | NOT COGEN | 0.995 | 1986-05-22 | PG&E | NP15 | BUTTE |  | LASSEN STATION HYDROELECTRIC LP | TRUE
H0306 | MADERA CANAL (1923) | STATION 1923+10 MADERA-CHOWCHILLA | HYDROELECTRIC | HYDRO | HYDRO |  | 0.925 | 1 | NOT COGEN | 0.916 | 1986-04-01 | PG&E | NP15 | MADERA |  | MCPA | TRUE
H0300 | RETA (CANAL CREEK) | A.K.A. CANAL CREEK (UPPER GORGE) | HYDROELECTRIC | HYDRO | HYDRO | HYDRAULIC TURBINE-PIPELINE, WATER | 0.9 | 1 | NOT COGEN | 0.9 | 1982-11-01 | PG&E | NP15 | MERCED |  | MEID | TRUE
H0301 | FAIRFIELD | A.K.A. FAIRFIELD CANAL OR PAPAZIAN (FAIRFIELD) | HYDROELECTRIC | HYDRO | HYDRO | HYDRAULIC TURBINE-PIPELINE | 0.9 | 1 | NOT COGEN | 0.9 | 1983-08-02 | PG&E | NP15 | MERCED |  | MEID | TRUE
H0347 | NID/SCOTTS FLAT |  | HYDROELECTRIC | HYDRO | HYDRO | HYDRO, WATER | 0.85 | 1 | NOT COGEN | 0.825 | 1984-12-14 | PG&E | NP15 | NEVADA |  | NID | TRUE
H0556 | PAN PACIFIC HYDRO WEBER FLAT PROJ |  | HYDROELECTRIC | HYDRO | HYDRO |  | 0.975 | 1 | NOT COGEN | 0.8 | 1984-01-11 | PG&E | NP15 | TRINITY |  | PAN PACIFIC HYDRO INC | TRUE
H0425 | ROCK CREEK WATER DISTRICT | A.K.A. ROMAC SUPPLY or ROSENFIELD FAMILY TRUST | HYDROELECTRIC | HYDRO | HYDRO |  | 0.7 | 1 | NOT COGEN | 0.7 | 1986-02-25 | PG&E | NP15 | CALAVERAS |  | ROCK CREEK WATER DISTRICT | TRUE
H0455 | SAN LUIS OBISPO |  | HYDROELECTRIC | HYDRO | HYDRO |  | 0.68 | 1 | NOT COGEN | 0.7 | 1985-07-01 | PG&E | NP15 | SAN LUIS OBISPO |  | CITY OF SAN LUIS OBISPO | FALSE
H0453 | UNITED HYDRO, INC. #2 (SAN LUIS BYPASS) | A.K.A. UNITED HYDRO (SAN LUIS BYPASS) | HYDROELECTRIC | HYDRO | HYDRO |  | 0.675 | 1 | NOT COGEN | 0.7 | 1986-02-01 | PG&E | NP15 | MERCED |  | CCID | TRUE
H0480 | SILVER SPRINGS (MEGA RENEWABLES) |  | HYDROELECTRIC | HYDRO | HYDRO |  | 0.6 | 1 | NOT COGEN | 0.7 | 1987-08-15 | PG&E | NP15 | SHASTA |  | MEGA RENEWABLES | TRUE
H0140 | RUGRAW, INC. (DIGGER CREEK) |  | HYDROELECTRIC | HYDRO | HYDRO |  | 0.6 | 1 | NOT COGEN | 0.65 | 1983-05-18 | PG&E | NP15 | TEHAMA |  | RUGRAW INC | TRUE
H0529 | TUNNEL HILL |  | HYDROELECTRIC | HYDRO | HYDRO |  | 0.6 | 1 | NOT COGEN | 0.6 | 1983-12-30 | PG&E | NP15 | EL DORADO | GEORGETOWN PUBLIC UTILITY DISTRICT |  | TRUE
H0429 | HENWOOD ASSOCIATES | SALMON CREEK HYDROELECTRIC PROJEC | HYDROELECTRIC | HYDRO | HYDRO |  | 0.594 | 1 | NOT COGEN | 0.594 | 1984-11-28 | PG&E | NP15 | SIERRA |  | HESI | TRUE
H0305 | MADERA CANAL (1174 + 84) | STATION 1174+84 MADERA-CHOWCHILLA | HYDROELECTRIC | HYDRO | HYDRO |  | 0.563 | 1 | NOT COGEN | 0.563 | 1986-04-11 | PG&E | NP15 | MADERA |  | MCPA | TRUE
H0086 | EAGLE HYDRO | CANYON CREEK | HYDROELECTRIC | HYDRO | HYDRO |  | 0.55 | 1 | NOT COGEN | 0.55 | 1985-12-23 | PG&E | NP15 | EL DORADO |  | EAGLE HYDRO PTNSP | TRUE
H0228 | PLACER COUNTY WATER AGENCY | HELL HOLE POWERHOUSE | HYDROELECTRIC | HYDRO | HYDRO |  | 0.5 | 1 | NOT COGEN | 0.5 | 1983-04-30 | PG&E | NP15 | PLACER |  | PCWA | TRUE
H0239 | SNOW MOUNTAIN HYDRO LLC (LOST CREE 2) |  | HYDROELECTRIC | HYDRO | HYDRO |  | 0.5 | 1 | NOT COGEN | 0.5 | 1989-06-15 | PG&E | NP15 | SHASTA | HIGHLAND HYDRO CONSTRUCTION | HIGHLAND HYDRO CONSTRUCTION | TRUE
H0235 | HIGH LINE | HIGHLINE CANAL | HYDROELECTRIC | HYDRO | HYDRO | HYDRO,WATER | 0.5 | 1 | NOT COGEN | 0.5 | 1989-03-01 | PG&E | NP15 | GLENN |  | CSC | FALSE
H0249 | JACKSON VALLEY IRRIGATION DISTRICT | A.K.A. LAKE AMADOR DAM or JACKSON CREEK | HYDROELECTRIC | HYDRO | HYDRO |  | 0.455 | 1 | NOT COGEN | 0.455 | 1982-09-01 | PG&E | NP15 | AMADOR |  | JACKSON VALLEY IRRIGATION DISTRICT | TRUE
H0196 | ORANGE COVE IRRIGATION DISTRICT | H RELEASE | HYDROELECTRIC | HYDRO | HYDRO |  | 0.45 | 1 | NOT COGEN | 0.45 | 1990-08-23 | PG&E | NP15 | MADERA |  | ORANGE COVE IRRIGATION DISTRICT | TRUE
H0309 | MADERA CANAL STATION 1302 | STATION 1302+10 MADERA-CHOWCHILLA | HYDROELECTRIC | HYDRO | HYDRO |  | 0.424 | 1 | NOT COGEN | 0.424 | 1986-04-16 | PG&E | NP15 | MADERA |  | MCPA | TRUE
H0448 | SAN JOAQUIN 1A |  | HYDROELECTRIC | HYDRO | HYDRO | HYDRO,WATER | 0.4 | 1 | NOT COGEN | 0.4 | 1919-03-01 | PG&E | NP15 | MADERA |  | PG&E | FALSE
H0286 | LEWISTON |  | HYDROELECTRIC | HYDRO | HYDRO | HYDRO WATER | 0.4 | 1 | NOT COGEN | 0.4 | 1964-01-01 | PG&E | NP15 | TRINITY | USBR | USBR | FALSE
H0403 | BES HYDRO, INC. |  | HYDROELECTRIC | HYDRO | HYDRO |  | 0.4 | 1 | NOT COGEN | 0.4 | 1987-09-30 | PG&E | NP15 | MENDOCINO |  | BES HYDRO CO | TRUE
H0540 | SOUTH SUTTER WATER | A.K.A. VANJOP #1 | HYDROELECTRIC | HYDRO | HYDRO |  | 0.395 | 1 | NOT COGEN | 0.395 | 1985-07-17 | PG&E | NP15 | SUTTER | SOUTH SUTTER WATER DISTRICT (SSWD) | SOUTH SUTTER WATER DISTRICT (SSWD) | TRUE
H0051 | BUCKEYE 82 INVESTORS |  | HYDROELECTRIC | HYDRO | HYDRO | HYDRO | 0.375 | 1 | NOT COGEN | 0.375 | 1983-05-24 | PG&E | NP15 | EL DORADO |  |  | TRUE
H0010 | ARBUCKLE MOUNTAIN HYDRO LLC |  | HYDROELECTRIC | HYDRO | HYDRO |  | 0.36 | 1 | NOT COGEN | 0.36 | 1986-12-01 | PG&E | NP15 | SHASTA |  | CONSOLIDATED HYDRO, INC. (CHI) | TRUE
H0209 | GRAEAGLE |  | HYDROELECTRIC | HYDRO | HYDRO |  | 0.36 | 1 | NOT COGEN | 0.36 | 1981-12-01 | PG&E | NP15 | PLUMAS |  | HESI | FALSE
H0317 | MCFADDEN FARM |  | HYDROELECTRIC | HYDRO | HYDRO |  | 0.35 | 1 | NOT COGEN | 0.35 | 1983-07-01 | PG&E | NP15 | MENDOCINO | MCFADDEN FARM | EUGEN J M MCFADDEN | TRUE
H0506 | T&G HYDRO |  | HYDROELECTRIC | HYDRO | HYDRO |  | 0.34 | 1 | NOT COGEN | 0.34 | 1984-10-15 | PG&E | NP15 | SHASTA |  | T & G HYDRO | TRUE
H0109 | NID/COMBIE NORTH | COMBIE NORTH | HYDROELECTRIC | HYDRO | HYDRO | HYDRO | 0.33 | 1 | NOT COGEN | 0.33 | 1988-03-24 | PG&E | NP15 | PLACER |  | NID | TRUE
H0220 | HAMMEKEN HYDRO |  | HYDROELECTRIC | HYDRO | HYDRO |  | 0.33 | 1 | NOT COGEN | 0.33 | 1990-03-27 | PG&E | NP15 | MENDOCINO |  | W.H. HAMMEKEN | TRUE
H0018 | LOFTON RANCH HYDROELECTRIC |  | HYDROELECTRIC | HYDRO | HYDRO |  | 0.3 | 1 | NOT COGEN | 0.3 | 1983-11-14 | PG&E | NP15 | SHASTA |  | RUGRAW, INC. | TRUE
H0344 | PERRY LOGGING | A.K.A. MUD CREEK | HYDROELECTRIC | HYDRO | HYDRO |  | 0.3 | 1 | NOT COGEN | 0.3 | 1983-01-26 | PG&E | NP15 | BUTTE |  | MUD CREEK HYDRO PARTNERS | TRUE
H0185 | CITY OF VALLEJO | A.K.A. FLEMING HILL CONDUIT | HYDROELECTRIC | HYDRO | HYDRO |  | 0.3 | 1 | NOT COGEN | 0.3 | 1985-01-15 | PG&E | NP15 | SOLANO |  | CITY OF VALLEJO | TRUE
H0091 | CEDAR FLAT HYDRO |  | HYDROELECTRIC | HYDRO | HYDRO |  | 0.3 | 1 | NOT COGEN | 0.3 | 1984-01-09 | PG&E | NP15 | TRINITY |  | BC HYDRO INC | TRUE
H0208 | MEGA HYDRO (GOOSE VALLEY RANCH) |  | HYDROELECTRIC | HYDRO | HYDRO |  | 0.28 | 1 | NOT COGEN | 0.28 | 1983-04-08 | PG&E | NP15 | SHASTA |  | GEORGE P. DENNY | TRUE
H0201 | KATHLEEN AUSTIN DBA GANSNER POWER & WATER | A.K.A. GANSNER BAR | HYDROELECTRIC | HYDRO | HYDRO |  | 0.275 | 1 | NOT COGEN | 0.275 | 1985-04-06 | PG&E | NP15 | PLUMAS |  | L&K AUSTIN | TRUE
H0469 | SCHAADS HYDROELECTRIC FACILITY |  | HYDROELECTRIC | HYDRO | HYDRO |  | 0.23 | 1 | NOT COGEN | 0.23 | 1986-02-18 | PG&E | NP15 | CALAVERAS |  |  | TRUE
H0327 | MIDDLE FORK |  | HYDROELECTRIC | HYDRO | HYDRO |  | 0.23 | 1 | NOT COGEN | 0.23 | 1985-12-01 | PG&E | NP15 | CALAVERAS |  | CALAVERAS PUD | FALSE
H0396 | SIERRA ENERGY COMPANY | A.K.A. POND & DARDANELLES CREEK | HYDROELECTRIC | HYDRO | HYDRO |  | 0.2 | 1 | NOT COGEN | 0.2 | 1988-01-11 | PG&E | NP15 | EL DORADO |  | ROBERT T. SUTER | TRUE
H0103 | HIGHLAND HYDRO CONSTR. INC.-III | A.K.A. CLOVER LEAF | HYDROELECTRIC | HYDRO | HYDRO |  | 0.2 | 1 | NOT COGEN | 0.2 | 1985-02-01 | PG&E | NP15 | SHASTA |  | HIGHLAND HYDRO CONSTRUCTION | TRUE
H0169 | WEBER DAM |  | HYDROELECTRIC | HYDRO | HYDRO |  | 0.175 | 1 | NOT COGEN | 0.175 | 1984-07-27 | PG&E | NP15 | EL DORADO |  | EDID | TRUE
H0053 | YUBA COUNTY WATER AGENCY | A.K.A. BULLARDS BAR or FISH POWER | HYDROELECTRIC | HYDRO | HYDRO | HYDRO, WATER | 0.15 | 1 | NOT COGEN | 0.15 | 1986-09-30 | PG&E | NP15 | YUBA | YCWA | YCWA | TRUE
H0504 | SUTTER'S MILL HYDRO |  | HYDROELECTRIC | HYDRO | HYDRO |  | 0.15 | 1 | NOT COGEN | 0.15 | 1985-06-26 | PG&E | NP15 | SHASTA |  | FRED N SUTTER, JR. | TRUE
H0290 | LOPEZ WWTP |  | HYDROELECTRIC | HYDRO | HYDRO |  | 0.12 | 1 | NOT COGEN | 0.12 | 1984-05-01 | PG&E | NP15 | SAN LUIS OBISPO |  | SAN LUIS OBISPO CO FC & WCD | FALSE
H0502 | STOVAL 2 |  | HYDROELECTRIC | HYDRO | HYDRO |  | 0.115 | 1 | NOT COGEN | 0.115 | 1983-05-20 | PG&E | NP15 | COLUSA |  | GLENN-COLUSA IRRIGATION DISTRICT | TRUE
H0070 | CPUD PIPELINE 2 | CPUD PIPELINE 2(376+65) | HYDROELECTRIC | HYDRO | HYDRO |  | 0.102 | 1 | NOT COGEN | 0.102 | 1984-04-01 | PG&E | NP15 | CALAVERAS |  | CALAVERAS PUD | FALSE
H0069 | CPUD PIPELINE 1 | CPUD PIPELINE (236+25) | HYDROELECTRIC | HYDRO | HYDRO |  | 0.102 | 1 | NOT COGEN | 0.102 | 1984-04-01 | PG&E | NP15 | CALAVERAS |  | CALAVERAS PUD | FALSE
H0368 | SWISS AMERICA | A.K.A. BELL POWERHOUSE | HYDROELECTRIC | HYDRO | HYDRO |  | 0.1 | 1 | NOT COGEN | 0.1 | 1985-12-23 | PG&E | NP15 | PLACER |  | SWISS-AMERICAN CO | TRUE
H0223 | HAT CREEK HEREFORD RANCH |  | HYDROELECTRIC | HYDRO | HYDRO |  | 0.1 | 1 | NOT COGEN | 0.1 | 1982-12-09 | PG&E | NP15 | SHASTA |  | ROBERT THOMPSON | TRUE
H0128 | DAVID O. HARDE | LANDIS-HARDE HYDROELECTRIC PROJEC | HYDROELECTRIC | HYDRO | HYDRO |  | 0.1 | 1 | NOT COGEN | 0.1 | 1992-11-18 | PG&E | NP15 | EL DORADO |  | DAVID D. HARDE | TRUE
H0501 | STOVAL 1 |  | HYDROELECTRIC | HYDRO | HYDRO |  | 0.1 | 1 | NOT COGEN | 0.1 | 1983-05-20 | PG&E | NP15 | COLUSA |  | GLENN-COLUSA IRRIGATION DISTRICT | TRUE
H0402 | STEVE & BONNIE TETRICK | A.K.A. POULTON HYDRO PROJECT or WEBB MORROW | HYDROELECTRIC | HYDRO | HYDRO |  | 0.1 | 1 | NOT COGEN | 0.1 | 1983-10-14 | PG&E | NP15 | SHASTA |  | WEBB MORROW | TRUE
T0008 | COLDWATER CREEK |  | GEOTHERMAL | GEOTHERMAL | DRY STEAM |  | 123.6 | 2 | NOT COGEN | 130 | 1988-06-01 | PG&E | NP15 | SONOMA | CCPA | CCPA (CSC 10%, MID 40%, SMUD 50%) | FALSE
T0030 | GEYSERS #20 | A.K.A. PG&E #20 | GEOTHERMAL | GEOTHERMAL | DRY STEAM | STEAM TURBINE, | 113 | 2 | NOT COGEN | 124 | 1985-10-01 | PG&E | NP15 | SONOMA | CALPINE | CALPINE | FALSE
T0057 | GEYSERS #9-#10 | A.K.A. PG&E #9-#10 | GEOTHERMAL | GEOTHERMAL | DRY STEAM | STEAM TURBINE, | 106 | 2 |  | 118.8 | 1973-10-15 | PG&E | NP15 | SONOMA | PG&E | PG&E | FALSE
T0056 | GEYSERS #7-#8 | A.K.A. PG&E #7-#8 | GEOTHERMAL | GEOTHERMAL | DRY STEAM | STEAM TURBINE, | 106 | 2 | NOT COGEN | 118.8 | 1972-08-18 | PG&E | NP15 | SONOMA | PG&E | PG&E | FALSE
T0040 | GEOTHERMAL 2 | NCPA 2 | GEOTHERMAL | GEOTHERMAL | DRY STEAM |  | 120 | 2 | NOT COGEN | 110 | 1985-10-01 | PG&E | NP15 | LAKE | NCPA | NCPA (65.87%), CSC (34.13%) | FALSE
T0039 | GEOTHERMAL 1 | NCPA 1 | GEOTHERMAL | GEOTHERMAL | DRY STEAM |  | 118 | 2 | NOT COGEN | 110 | 1982-02-01 | PG&E | NP15 | LAKE | NCPA | NCPA (45.35%), CSC(54.65%) | FALSE
T0050 | CALISTOGA GEOTHERMAL PARTNERS, L.P. | CALISTOGA GEOTHERMAL PARTNERS, L.P. | GEOTHERMAL | GEOTHERMAL | DRY STEAM |  | 80 | 2 | NOT COGEN | 80 | 1984-03-14 | PG&E | NP15 | LAKE | SANTA FE GEOTHERMAL INC. | FPL ENERGY, INC. | TRUE
T0055 | CALPINE GEOTHERMAL UNIT 5/6 | A.K.A. PG&E #5-#6 | GEOTHERMAL | GEOTHERMAL | DRY STEAM | STEAM TURBINE, | 106 | 2 | NOT COGEN | 78 | 1971-12-15 | PG&E | NP15 | SONOMA | PG&E | PG&E | FALSE
T0070 | SONOMA /CALPINE GEYSER | SMUDGEO #1 | GEOTHERMAL | GEOTHERMAL | DRY STEAM |  | 72 | 2 | NOT COGEN | 72 | 1983-12-01 | PG&E | NP15 | LAKE | CALPINE | CALPINE | TRUE
T0027 | CALPINE GEOTHERMAL UNIT 16 | A.K.A. PG&E #16 | GEOTHERMAL | GEOTHERMAL | DRY STEAM | STEAM TURBINE, | 113 | 2 | NOT COGEN | 71 | 1985-10-01 | PG&E | NP15 | LAKE | CALPINE | CALPINE | FALSE
T0058 | CALPINE GEOTHERMAL UNIT 11 | A.K.A. PG&E #11 | GEOTHERMAL | GEOTHERMAL | DRY STEAM | STEAM TURBINE, | 106 | 2 | NOT COGEN | 65 | 1975-05-31 | PG&E | NP15 | SONOMA | PG&E | PG&E | FALSE
T0061 | CALPINE GEOTHERMAL UNIT 14 | A.K.A. PG&E #14 | GEOTHERMAL | GEOTHERMAL | DRY STEAM | STEAM TURBINE, | 109 | 2 | NOT COGEN | 60 | 1980-09-12 | PG&E | NP15 | SONOMA | PG&E | PG&E | FALSE
T0029 | CALPINE GEOTHERMAL UNIT 18 | A.K.A. PG&E #18 | GEOTHERMAL | GEOTHERMAL | DRY STEAM | STEAM TURBINE, | 113 | 2 | NOT COGEN | 59 | 1983-02-15 | PG&E | NP15 | SONOMA | CALPINE | CALPINE | FALSE
T0028 | CALPINE GEOTHERMAL UNIT 17 | A.K.A. PG&E #17 | GEOTHERMAL | GEOTHERMAL | DRY STEAM | STEAM TURBINE, | 113 | 2 | NOT COGEN | 45 | 1982-12-18 | PG&E | NP15 | SONOMA | CALPINE | CALPINE | FALSE
T0060 | CALPINE GEOTHERMAL UNIT 13 | A.K.A. PG&E #13 | GEOTHERMAL | GEOTHERMAL | DRY STEAM | STEAM TURBINE, | 133 | 2 | NOT COGEN | 40 | 1980-05-15 | PG&E | NP15 | LAKE | PG&E | PG&E | FALSE
T0059 | CALPINE GEOTHERMAL UNIT 12 | A.K.A. PG&E #12 | GEOTHERMAL | GEOTHERMAL | DRY STEAM | STEAM TURBINE, | 106 | 2 | NOT COGEN | 40 | 1979-03-01 | PG&E | NP15 | SONOMA | PG&E | PG&E | FALSE
T0007 | CALPINE GEYSER CO. L.P. (WFF) | WEST FORD FLAT/CALPINE GEYSERS CO | GEOTHERMAL | GEOTHERMAL | DRY STEAM |  | 30 | 2 | NOT COGEN | 27 | 1988-12-11 | PG&E | NP15 | LAKE | CALPINE | CALPINE | TRUE
T0076 | GEOTHERMAL ENERGY PARTNERS 2 |  | GEOTHERMAL | GEOTHERMAL | DRY STEAM |  | 10 | 2 | NOT COGEN | 10 | 1989-05-28 | PG&E | NP15 | SONOMA | CALPINE | GEOTHERMAL ENERGY PARTNERS | TRUE
T0023 | GEOTHERMAL ENERGY PARTNERS 1 |  | GEOTHERMAL | GEOTHERMAL | DRY STEAM |  | 10 | 2 | NOT COGEN | 10 | 1989-06-16 | PG&E | NP15 | SONOMA | CALPINE | GEOTHERMAL ENERGY PARTNERS | TRUE
T0006 | CALPINE GEYSER CO. L.P. (KW#2) | BEAR CANYON KILOWATT #2/CALPINE G | GEOTHERMAL | GEOTHERMAL | DRY STEAM |  | 10 | 2 | NOT COGEN | 10 | 1988-09-02 | PG&E | NP15 | LAKE | CALPINE | CALPINE | TRUE
T0005 | CALPINE GEYSER CO. L.P. (KW#1) | BEAR CANYON KILOWATT #1/CALPINE G | GEOTHERMAL | GEOTHERMAL | DRY STEAM |  | 10 | 2 | NOT COGEN | 10 | 1988-09-06 | PG&E | NP15 | LAKE | CALPINE | CALPINE | TRUE
T0001 | AMEDEE GEOTHERMAL VENTURE I |  | GEOTHERMAL | GEOTHERMAL | HYDROTHERMAL | BINARY | 1.6 | 2 | NOT COGEN | 1.6 | 1988-09-11 | PG&E | NP15 | LASSEN | BARBER-NICHOLS ENGINEERING | AMEDEE GEOTHERMAL VENTURE 1 | TRUE
T0054 | WINEAGLE DEVELOPERS 1 | A.K.A. RAMCO or WINEAGLE I | GEOTHERMAL | GEOTHERMAL | HYDROTHERMAL | BINARY | 0.7 | 2 | NOT COGEN | 0.7 | 1985-06-11 | PG&E | NP15 | LASSEN | BARBER-NICHOLS ENGINEERING | WINEAGLE DEVELOPMENT, LP | TRUE
W0162 | GREEN RODGE POWER LLC (110MW) | ALTAMONT INFRASTRUCTURE COMPANY | WIND | WIND | WIND |  | 110 | 3 | NOT COGEN | 113.1 | 1986-01-01 | PG&E | NP15 | ALAMEDA |  |  | TRUE
W0165 | GREEN RODGE POWER LLC (70 MW) | ALTAMONT INFRASTRUCTURE COMPANY - | WIND | WIND | WIND |  | 72 | 3 | NOT COGEN | 70 | 1989-12-01 | PG&E | NP15 | ALAMEDA | US WINDPOWER, INC. | WINDPOWER PARTNERS 1989, L.P | TRUE
W0193 | WINDDRIVEN, INC. |  | WIND | WIND | WIND |  | 37.55 | 3 | NOT COGEN | 60 | 1984-09-01 | PG&E | NP15 | CONTRA COSTA | WINDMASTER |  | TRUE
W0007 | ALTAMONT MIDWAY, LTD. |  | WIND | WIND | WIND |  | 12.5 | 3 | NOT COGEN | 50 | 1985-04-16 | PG&E | NP15 | SAN JOAQUIN | ALTAMONT MIDWAY LTD |  | TRUE
W0171 | GREEN RODGE POWER LLC (10MW-A) | ALTAMONT INFRASTRUCTURE COMPANY - | WIND | WIND | WIND |  | 43.1 | 3 | NOT COGEN | 43.1 | 1988-01-01 | PG&E | NP15 | SAN JOAQUIN |  |  | TRUE
W0087 | INTERNATIONAL TURBINE RESEARCH, I |  | WIND | WIND | WIND |  | 16 | 3 | NOT COGEN | 34 | 1988-06-14 | PG&E | NP15 | MERCED | INTERNATIONAL TURBINE RESEARCH |  | TRUE
W0175 | GREEN RODGE POWER LLC (30 MW) | ALTAMONT INFRASTRUCTURE COMPANY - | WIND | WIND | WIND |  | 30 | 3 | NOT COGEN | 30.4 | 1988-03-01 | PG&E | NP15 | SAN JOAQUIN | US WINDPOWER, INC. | US WINDPOWER, INC. | TRUE
W0168 | GREEN RODGE POWER LLC (70 MW-C) | ALTAMONT INFRASTRUCTURE COMPANY - | WIND | WIND | WIND |  | 30 | 3 | NOT COGEN | 30 | 1991-01-01 | PG&E | NP15 | SOLANO |  |  | TRUE
W0172 | GREEN RODGE POWER LLC (10MW-B) | ALTAMONT INFRASTRUCTURE COMPANY - | WIND | WIND | WIND |  | 30 | 3 | NOT COGEN | 30 | 1988-04-01 | PG&E | NP15 | SAN JOAQUIN |  |  | TRUE
W0054 | ARCADIAN RENEWABLE POWER CORP |  | WIND | WIND | WIND |  | 30 | 3 | NOT COGEN | 30 | 1983-03-15 | PG&E | NP15 | SAN JOAQUIN | FAYETTE MANUFACTURING COMPANY |  | TRUE
W0083 | TRES VAQUEROS WINDFARMS, LLC |  | WIND | WIND | WIND |  | 28 | 3 | NOT COGEN | 28.3 | 1986-01-04 | PG&E | NP15 | CONTRA COSTA | HOWDEN WIND PARK |  | TRUE
W0176 | GREEN RODGE POWER LLC (23.8 MW) | ALTAMONT INFRASTRUCTURE COMPANY - | WIND | WIND | WIND |  | 23.8 | 3 | NOT COGEN | 23.8 | 1987-01-05 | PG&E | NP15 | SAN JOAQUIN |  |  | TRUE
W0105 | PATTERSON PASS WIND FARM LLC |  | WIND | WIND | WIND |  | 22 | 3 | NOT COGEN | 21.84 | 1985-04-02 | PG&E | NP15 | SAN JOAQUIN | FORAS SERVICE CORP | FORAS ENERGY | FALSE
W0166 | GREEN RODGE POWER LLC (70 MW-A) | ALTAMONT INFRASTRUCTURE COMPANY - | WIND | WIND | WIND |  | 20 | 3 |  | 19.9 | 1988-04-01 | PG&E | NP15 | SAN JOAQUIN |  |  | TRUE
W0063 | FLOWIND 6-4 | A.K.A. ELWORTHY SUB-IV | WIND | WIND | WIND |  | 18.99 | 3 | NOT COGEN | 19 | 1987-01-01 | PG&E | NP15 | ALAMEDA | FORAS | DIFKO | TRUE
W0062 | FLOWIND 5-4 | A.K.A. ELWORTHY SUB-III | WIND | WIND | WIND |  | 18.96 | 3 | NOT COGEN | 19 | 1985-04-11 | PG&E | NP15 | ALAMEDA | FLOWIND | FPL ENERGY, INC. | TRUE
W0061 | FLOWIND 4-4 | A.K.A. ELWORTHY SUB-II | WIND | WIND | WIND |  | 18.96 | 3 | NOT COGEN | 19 | 1987-01-01 | PG&E | NP15 | ALAMEDA | FORAS | DIFKO | TRUE
W0060 | FLOWIND 3-4 | A.K.A. ELWORTHY SUB-I | WIND | WIND | WIND |  | 18.96 | 3 | NOT COGEN | 19 | 1985-04-11 | PG&E | NP15 | ALAMEDA | FLOWIND FORAS | FLOWIND DIFKO | TRUE
W0167 | GREEN RODGE POWER LLC (70 MW-B) | ALTAMONT INFRASTRUCTURE COMPANY - | WIND | WIND | WIND |  | 18.5 | 3 | NOT COGEN | 18.5 | 1990-01-01 | PG&E | NP15 | SOLANO |  |  | TRUE
W0202 | ZOND WINDSYSTEM PARTNERS LTD SERI |  | WIND | WIND | WIND |  | 20 | 3 | NOT COGEN | 18 | 1985-12-30 | PG&E | NP15 | ALAMEDA | ZOND SYSTEMS, INC | PG&E | TRUE
W0174 | GREEN RODGE POWER LLC (10MW-D) | ALTAMONT INFRASTRUCTURE COMPANY - | WIND | WIND | WIND |  | 15 | 3 | NOT COGEN | 15 | 1991-01-01 | PG&E | NP15 | SAN JOAQUIN |  |  | TRUE
W0004 | NORTHWIND ENERGY | A.K.A. NORTHWIND VAQUERO-SOUZA WINDPARK | WIND | WIND | WIND |  | 15.5 | 3 | NOT COGEN | 13.08 | 1986-01-04 | PG&E | NP15 | ALAMEDA | ALTAMONT ENERGY CORP, GRANT LINE ENERGY |  | TRUE
W0173 | GREEN RODGE POWER LLC (10MW-C) | ALTAMONT INFRASTRUCTURE COMPANY - | WIND | WIND | WIND |  | 11.9 | 3 | NOT COGEN | 11.9 | 1990-01-02 | PG&E | NP15 | SAN JOAQUIN |  |  | TRUE
W0221 | SEA WEST ENERGY (TAXVEST) |  | WIND | WIND | WIND |  | 10.68 | 3 | NOT COGEN | 11 | 1983-01-22 | PG&E | NP15 | SAN JOAQUIN |  |  | TRUE
W0169 | GREEN RODGE POWER LLC (10MW) | ALTAMONT INFRASTRUCTURE COMPANY - | WIND | WIND | WIND |  | 10 | 3 | NOT COGEN | 10 | 1990-01-01 | PG&E | NP15 | SOLANO |  |  | TRUE
W0064 | FLOWIND PARTNERS 1 |  | WIND | WIND | WIND |  | 8.48 | 3 | NOT COGEN | 8 | 1984-01-01 | PG&E | NP15 | ALAMEDA | FLOWIND | FPL ENERGY, INC. | TRUE
W0008 | SEA WEST ENERGY (ALTECH) |  | WIND | WIND | WIND |  | 5.76 | 3 | NOT COGEN | 6 |  | PG&E | NP15 | SAN JOAQUIN | SEAWEST ENERGY GROUP | FPL ENERGY, INC | TRUE
W0158 | GREEN RODGE POWER LLC (5.9 MW) | ALTAMONT INFRASTRUCTURE COMPANY - | WIND | WIND | WIND |  | 5.9 | 3 | NOT COGEN | 5.9 | 1988-03-02 | PG&E | NP15 | SAN JOAQUIN |  |  | TRUE
W0065 | FLOWIND PARTNERS 2 |  | WIND | WIND | WIND |  | 2.7 | 3 | NOT COGEN | 3 | 1985-04-11 | PG&E | NP15 | ALAMEDA | FLOWIND | FPL ENERGY, INC. | TRUE
W0183 | SEA WEST ENERGY (VIKING) |  | WIND | WIND | WIND |  | 1.56 | 3 | NOT COGEN | 2 | 1983-01-22 | PG&E | NP15 | SAN JOAQUIN | SEAWEST ENERGY GROUP |  | TRUE
W0024 | SEA WEST ENERGY (CWES) |  | WIND | WIND | WIND |  | 1.5 | 3 | NOT COGEN | 2 | 1983-01-22 | PG&E | NP15 | SAN JOAQUIN | SEAWEST ENERGY GROUP |  | TRUE
W0177 | GREEN RODGE POWER LLC (70 MW-D) | ALTAMONT INFRASTRUCTURE COMPANY - | WIND | WIND | WIND |  | 1.5 | 3 | NOT COGEN | 1.5 | 1991-01-01 | PG&E | NP15 | SOLANO |  |  | TRUE
W0011 | SEA WEST ENERGY (WESTERN) |  | WIND | WIND | WIND |  | 0.9 | 3 | NOT COGEN | 1 | 1983-01-22 | PG&E | NP15 | SAN JOAQUIN | AMERICAN DIVERSIFIED WIND PARTNERS |  | TRUE
G0755 | MARTINEZ REFINING CO. | SHELL OIL REFINERY | OIL/GAS | OIL/GAS | NATURAL GAS |  | 90 | 4 | COGEN | 90 | 1995-11-01 | PG&E | NP15 | CONTRA COSTA |  | MARTINEZ REFINING CO. | TRUE
E0086 | WHEELABRATOR SHASTA |  | WTE | BIOMASS | WOODWASTE |  | 54.9 | 4 | COGEN | 54.9 | 1987-10-30 | PG&E | NP15 | SHASTA | WHEELABRATOR SHASTA ENERGY COMPANY INC. | WHEELABRATOR SHASTA ENERGY COMPANY, INC. | TRUE
G0547 | SARGENT CANYON COGEN |  | OIL/GAS | OIL/GAS | NATURAL GAS/EOR |  | 49.6 | 4 | COGEN | 50 | 1992-02-01 | PG&E | NP15 | MONTEREY | MISSION OPERATIONS & MAINTENANCE | Sargent Canyon Cogeneration Company | TRUE
G0520 | SALINAS RIVER COGEN |  | OIL/GAS | OIL/GAS | NATURAL GAS |  | 49.6 | 4 | COGEN | 50 | 1992-03-01 | PG&E | NP15 | MONTEREY |  | Salinas River Cogeneration Company | TRUE
C0021 | STOCKTON COGEN COMPANY |  | COAL | COAL | NATURAL GAS |  | 49.9 | 4 | COGEN | 49.9 | 1988-02-27 | PG&E | NP15 | SAN JOAQUIN | AIR PRODUCTS & CHEMICALS | AIR PRODUCTS & CHEMICALS (MAIN OFFICE) | TRUE
G0564 | RIPON COGENERATION |  | OIL/GAS | OIL/GAS | NATURAL GAS |  | 49.5 | 4 | COGEN | 49.9 | 1988-05-01 | PG&E | NP15 | SAN JOAQUIN | SIMPSON PAPER COMPANY | Ripon Cogeneration, Inc. | TRUE
G0224 | GAYLORD CONTAINER |  | OIL/GAS | OIL/GAS | NATURAL GAS |  | 49.67 | 4 | COGEN | 49.67 | 1980-06-01 | PG&E | NP15 | CONTRA COSTA | GAYLORD CONTAINERS | Gaylord Container Corp. | TRUE
C0016 | MT. POSO COGEN |  | COAL | COAL | EOR, NATURAL GAS | CIRCULATING FLUIDIZED BED COMBUSTOR | 49.5 | 4 | COGEN | 49.5 | 1989-04-01 | PG&E | NP15 | KERN | PYRO-PACIFIC OPERATING CO. | Pyro-Pacific Operating Co. | TRUE
G0686 | YUBA CITY COGEN |  | OIL/GAS | OIL/GAS | NATURAL GAS |  | 49 | 4 | COGEN | 49 | 1990-12-27 | PG&E | NP15 | SUTTER |  | YUBA CITY COGEN | TRUE
G0103 | CHEVRON (KERN RIVER EASTRIDGE) |  | OIL/GAS | OIL/GAS | NATURAL GAS |  | 44 | 4 | COGEN | 48.8 | 1988-06-13 | PG&E | NP15 | KERN | CHEVRON U.S.A. | CHEVRON U.S.A. | TRUE
G0428 | BEAR MOUNTAIN LIMITED | BEAR MOUNTAIN COGEN | OIL/GAS | OIL/GAS | NATURAL GAS | GAS TURBINE | 48.094 | 4 | COGEN | 48.1 | 1991-10-16 | PG&E | NP15 | KERN | EL PASO MERCHANT ENERGY | EL PASO MERCHANT ENERGY | TRUE
G0292 | KERN FRONT LIMITED |  | OIL/GAS | OIL/GAS | NATURAL GAS | GAS TURBINE | 48.094 | 4 | COGEN | 48.094 | 1901-06-01 | PG&E | NP15 | KERN | EL PASO MERCHANT ENERGY | EL PASO MERCHANT ENERGY | TRUE
G0429 | CHALK CLIFF COGEN |  | OIL/GAS | OIL/GAS | NATURAL GAS |  | 48.094 | 4 | COGEN | 48.094 | 1986-06-01 | PG&E | NP15 | KERN | EL PASO MERCHANT ENERGY | EL PASO MERCHANT ENERGY | TRUE
G0040 | BADGER CREEK LIMITED | BADGER CREEK COGEN | OIL/GAS | OIL/GAS | NATURAL GAS | GAS TURBINE | 48.094 | 4 | COGEN | 48.094 | 1991-03-16 | PG&E | NP15 | KERN | EL PASO MERCHANT ENERGY | EL PASO MERCHANT ENERGY | TRUE
G0258 | HIGH SIERRA LIMITED |  | OIL/GAS | OIL/GAS | NATURAL GAS | GAS TURBINE | 48.09 | 4 | COGEN | 48.094 | 1986-01-01 | PG&E | NP15 | KERN | EL PASO MERCHANT ENERGY | EL PASO MERCHANT ENERGY | TRUE
G0176 | DOUBLE "C" LIMITED |  | OIL/GAS | OIL/GAS | NATURAL GAS | GAS TURBINEE | 48.09 | 4 | COGEN | 48.094 | 1996-10-01 | PG&E | NP15 | KERN | EL PASO MERCHANT ENERGY | EL PASO MERCHANT ENERGY | TRUE
G0339 | MCKITTRICK LIMITED |  | OIL/GAS | OIL/GAS | NATURAL GAS |  | 48.094 | 4 | COGEN | 48 | 1991-10-16 | PG&E | NP15 | KERN | EL PASO MERCHANT ENERGY | EL PASO MERCHANT ENERGY | TRUE
G0315 | LIVE OAK LIMITED |  | OIL/GAS | OIL/GAS | NATURAL GAS |  | 48.094 | 4 | COGEN | 48 | 1991-03-16 | PG&E | NP15 | KERN | EL PASO MERCHANT ENERGY | EL PASO MERCHANT ENERGY | TRUE
G0516 | SOUTH BELRIDGE COGEN | SWEPI BELRIDGE OR CAL RESOURCES (S. BELRIDGE) | OIL/GAS | OIL/GAS | NATURAL GAS | GAS TURBINE | 48 | 4 | COGEN | 48 | 1986-01-10 | PG&E | NP15 | KERN | CAL RESOURCES LLC | CAL RESOURCES LLC | TRUE
G0355 | MID-SET COGENERATION |  | OIL/GAS | OIL/GAS | NATURAL GAS |  | 46 | 4 | COGEN | 46 | 1989-03-16 | PG&E | NP15 | KERN | MID-SET COGENERATION | Mid-Set Cogeneration Company | TRUE
C0004 | PORT OF STOCKTON DISTRICT ENERGY | POSDEF | COAL | COAL | DISTILLATE |  | 44 | 4 | COGEN | 44 | 1987-12-07 | PG&E | NP15 | SAN JOAQUIN | SITHE ENERGY | PPOSDEF POWER CO. | TRUE
G0563 | WHEELABRATOR LASSEN | A.K.A. SHASTA MILL COGENERATION | OIL/GAS | OIL/GAS | NATURAL GAS |  | 42 | 4 | COGEN | 42 | 1983-05-01 | PG&E | NP15 | SHASTA | SIMPSON PAPER COMPANY | Wheelabrator-Lassen | TRUE
G0536 | SANGER POWER & FEED | A.K.A. DYNAMIS COGEN | OIL/GAS | OIL/GAS | NATURAL GAS |  | 38 | 4 | COGEN | 38 | 1991-05-01 | PG&E | NP15 | FRESNO | DYNAMIS INC. | DYNAMIS INC. | TRUE
G0638 | BERRY COGEN-MIDWAY SUNSET | A.K.A. BERRY PETROLEUM COGEN | OIL/GAS | OIL/GAS | NATURAL GAS |  | 38 | 4 | COGEN | 38 | 1997-01-16 | PG&E | NP15 | KERN | UNIVERSITY COGEN | Berry Petroleum Co. | TRUE
C0022 | RIO BRAVO POSO | A.K.A. ULTRAPOWER (OGLE) | COAL | COAL | COAL |  | 37 | 4 | COGEN | 37 | 1989-09-27 | PG&E | NP15 | KERN | ULTRA CONSTELLATION OPERATING SERVICES | RIO BRAVO REFINING | TRUE
G0221 | OLS ENERGY - AGNEWS, INC. | AGNEWS STATE HOSPITAL | OIL/GAS | OIL/GAS | NATURAL GAS |  | 36.1 | 4 | COGEN | 36.1 | 1991-04-01 | PG&E | NP15 | SANTA CLARA | CALPINE | CALPINE | TRUE
G0131 | COALINGA COGENERATION COMPANY |  | OIL/GAS | OIL/GAS | NATURAL GAS /EOR |  | 41 | 4 | COGEN | 36 | 1951-01-01 | PG&E | NP15 | FRESNO |  | COALINGA COGENERATION | TRUE
E0041 | HI POWER | A.K.A. HONEY LAKE POWER COMPANY | WTE | BIOMASS | WOODWASTE |  | 36 | 4 | COGEN | 35 | 1989-07-26 | PG&E | NP15 | LASSEN | OPERATIONAL ENERGY CORP. | HL POWER CO. | TRUE
G0286 | PE - KES KINGSBURG, LLC | KES KINGSBURG | OIL/GAS | OIL/GAS | NATURAL GAS, DIST, C |  | 34.5 | 4 | COGEN | 34.5 | 1990-12-05 | PG&E | NP15 | FRESNO | KENETECH FACILITIES MANAGEMENT INC. | PE Management-Kingsburg, LLC | TRUE
G0558 | SEKR COGENERATION | CAL RESOURCES (SE KERN RIVER) | OIL/GAS | OIL/GAS | NATURAL GAS |  | 34.468 | 4 | COGEN | 34.468 | 1989-01-31 | PG&E | NP15 | KERN | AERA | Texaco | TRUE
G0409 | OILDALE ENERGY LLC |  | OIL/GAS | OIL/GAS | NATURAL GAS |  | 33.8 | 4 | COGEN | 33.8 | 1984-12-29 | PG&E | NP15 | KERN | OILDALE COGENERATION PARTNERS | OILDALE ENERGY LLC | TRUE
G0173 | DAI/OILDALE CO-GEN. PROJECT | A.K.A. DIAMOND ENERGY or DEXZEL | OIL/GAS | OIL/GAS | NATURAL GAS/EOR | GAS TURBINE | 32 | 4 | COGEN | 32 | 1989-11-30 | PG&E | NP15 | KERN | DIAMOND ENERGY | DIAMOND ENERGY INC. | TRUE
E0005 | BURNEY FOREST PRODUCTS | A.K.A. DELWEST SAW MILL COGEN | WTE | BIOMASS | WOODWASTE |  | 31 | 4 | COGEN | 31 | 1989-10-17 | PG&E | NP15 | SHASTA | DELMARA OPERATING SERVICES (DOSC) | BURNEY FOREST PRODUCTS | TRUE
G0144 | JEFFERSON SMURFIT / SANTA CLARA COGENERATION |  | OIL/GAS | OIL/GAS | NATURAL GAS |  | 30.545 | 4 | COGEN | 30.55 | 1901-06-15 | PG&E | NP15 | SANTA CLARA |  | JEFFERSON SMURFIT CONTAINER | TRUE
G0636 | UNITED COGEN, INC. |  | OIL/GAS | OIL/GAS | NATURAL GAS |  | 30 | 4 | COGEN | 30 | 1987-01-01 | PG&E | NP15 | SAN MATEO | UNITED AIRLINES | United Airlines SFONU | TRUE
G0005 | CITY OF REDDING |  | OIL/GAS | OIL/GAS | NATURAL GAS |  | 28 | 4 | COGEN | 30 | 1989-01-04 | PG&E | NP15 | SHASTA |  | CITY OF REDDING | TRUE
E0105 | WOODLAND BIOMASS | WOODLAND BIOMASS POWER, LTD. | WTE | BIOMASS | AG. & WOODWASTE |  | 25 | 4 | NOT COGEN | 30 | 1989-08-31 | PG&E | NP15 | YOLO | WOODLAND BIOMASS POWER, THERMOELECTRON | THERMO ECOTEK | TRUE
E0052 | MENDOTA BIOMASS POWER |  | WTE | BIOMASS | AG. & WOODWASTE | FLUIDIZED BOILE BIOMASS & NATURAL GAS | 25 | 4 | COGEN | 30 | 1989-06-29 | PG&E | NP15 | FRESNO | MENDOTA BIOMASS POWER | THERMO ECOTEK | TRUE
G0661 | CALPINE MONTEREY COGEN | A.K.A. WATSONVILLE COGEN | OIL/GAS | OIL/GAS | NATURAL GAS |  | 28.5 | 4 | COGEN | 28.5 | 1901-06-15 | PG&E | NP15 | SANTA CRUZ | WATSONVILLE COGENERATION | CALPINE | TRUE
E0099 | RIO BRAVO ROCKLIN |  | WTE | BIOMASS | WOODWASTE |  | 24.4 | 4 | NOT COGEN | 28 | 1989-06-09 | PG&E | NP15 | PLACER | ULTRAPOWER-ROCKLIN, UC OPERATING SERVICE | CONSTELLATION ENERGY, CHRYSLER, PITNEY | TRUE
E0098 | RIO BRAVO FRESNO |  | WTE | BIOMASS | AG. & WOODWASTE |  | 24.3 | 4 | NOT COGEN | 28 | 1988-07-20 | PG&E | NP15 | FRESNO | CONSTELLATION OPERATING SERVICES | CONSTELLATION ENERGY, CHRYSLER CORP | TRUE
E0088 | HUMBOLDT PULP MILL |  | WTE | BIOMASS | WOODWASTE, HOG FUEL, |  | 27.9 | 4 | COGEN | 27.9 | 1982-08-23 | PG&E | NP15 | HUMBOLDT |  |  | TRUE
E0081 | SIERRA PACIFIC IND. (QUINCY) |  | WTE | BIOMASS | WOODWASTE | FIXED & TRAVELING GRATE | 20 | 4 | COGEN | 27.5 | 1983-01-14 | PG&E | NP15 | PLUMAS | SIERRA PACIFIC INDUSTRIES | SIERRA PACIFIC INDUSTRIES | TRUE
G0630 | TOSCO SFAR CARBON | A.K.A. CONTRA COSTA CARBON PLANT or UNOCAL CHEMICAL DIVISION | OIL/GAS | OIL/GAS | NATURAL GAS |  | 27.38 | 4 | COGEN | 27.38 | 1984-02-01 | PG&E | NP15 | CONTRA COSTA | UNION OIL COMPANY | TOSCO | TRUE
G0356 | MIDSUN PARTNERS |  | OIL/GAS | OIL/GAS | NATURAL GAS |  | 27.35 | 4 | COGEN | 27.295 | 1989-04-01 | PG&E | NP15 | KERN | MIDSUN PARTNERS L.P. | LFC Power Systems Corp. | TRUE
E0102 | WADHAM ENERGY LTD. PART. | WADHAM ENERGY LIMITED PARTNERSHIP | WTE | BIOMASS | AG. WASTE |  | 26.5 | 4 | NOT COGEN | 26.5 | 1989-03-24 | PG&E | NP15 | COLUSA | UAE ENERGY OPERATIONS CORP. | WADHAM ENERGY LIMITED PARTNERSHIP | TRUE
G0405 | PE - BERKELEY, INC. | O.L.S. ENERGY (BERKELEY) or UC BERKELEY MAIN STEAM PLANT | OIL/GAS | OIL/GAS | NATURAL GAS, DIS |  | 26.35 | 4 | COGEN | 26.35 | 1987-05-19 | PG&E | NP15 | ALAMEDA | UC BERKELEY | PE- Berkeley, Inc (Lessee)_ | TRUE
G0384 | FRESNO COGENERATION PARTNERS | A.K.A. AGRICO COGEN, SAN JOAQUIN COGEN | OIL/GAS | OIL/GAS | NATURAL GAS |  | 25 | 4 | COGEN | 25 | 1984-03-14 | PG&E | NP15 | FRESNO |  | FRESNO COGENERATION PARTNERS | TRUE
E0063 | PACIFIC LUMBER COMPANY |  | WTE | BIOMASS | WOODWASTE | GRATE BOILER | 20 | 4 | COGEN | 25 | 1986-03-22 | PG&E | NP15 | HUMBOLDT | PACIFIC LUMBER CO. | PACIFIC LUMBER COMPANY | TRUE
C0007 | HANFORD L.P. | A.K.A. HANFORD COGEN | COAL | COAL | PETROLEUM COKE, CRUD |  | 23 | 4 | COGEN | 23 | 1990-09-26 | PG&E | NP15 | KINGS | GWF POWER SYSTEMS | GWF POWER SYSTEMS | TRUE
G0102 | CHEVRON CYMRIC | CHEVRON CYMRIC, CYMRIC 6Z/31 X/36W | OIL/GAS | OIL/GAS | NATURAL GAS |  | 21.04 | 4 | COGEN | 21.04 | 1982-10-15 | PG&E | NP15 | KERN | CHEVRON U.S.A. | CHEVRON U.S.A. | TRUE
E0096 | THERMAL ENERGY DEV. CORP. | A.K.A. TRACY BIOMASS PLANT | WTE | BIOMASS | AG. & WOODWASTE |  | 21 | 4 | NOT COGEN | 21 | 1990-04-26 | PG&E | NP15 | SAN JOAQUIN | TRACY OPERATORS | COMMUNITY ENERGY ALTERNATIVES, INC (CEA) | TRUE
E0078 | SIERRA PACIFIC IND. (BURNEY) |  | WTE | BIOMASS | WOODWASTE | FIXED GRATE | 20 | 4 | COGEN | 20 | 1986-11-04 | PG&E | NP15 | SHASTA | SIERRA PACIFIC INDUSTRIES | SIERRA PACIFIC INDUSTRIES | TRUE
C0011 | GWF POWER SYSTEMS SITE #4 | A.K.A. WILBUR EAST POWER PLANT | COAL | COAL | PET COKE, CRUDE OIL | FLUIDIZED BOILER | 20 | 4 | NOT COGEN | 20 | 1989-10-10 | PG&E | NP15 | CONTRA COSTA | GWF POWER SYSTEMS | GWF POWER SYSTEMS | TRUE
E0100 | OGDEN POWER PACIFIC, INC. (CHINESE STATEION) | A.K.A. PACIFIC-ULTRAPOWER CHINESE STATION | WTE | BIOMASS | WOODWASTE |  | 22 | 4 | NOT COGEN | 19.8 | 1986-06-04 | PG&E | NP15 | TUOLUMNE | ULTRA CONSTELLATION OPERATING SERVICES | PAC. ENERGY, ULTRASYSTEM, CONSTELLATION | TRUE
C0010 | GWF POWER SYSTEMS SITE #3 | A.K.A. WILBUR WEST POWER PLANT | COAL | COAL | PET COKE, CRUDE OIL |  | 19.56 | 4 | NOT COGEN | 19.56 | 1990-08-27 | PG&E | NP15 | CONTRA COSTA | GWF POWER SYSTEMS | GWF POWER SYSTEMS | TRUE
C0008 | GWF POWER SYSTEMS SITE #1 |  | COAL | COAL | PET COKE, CRUDE OIL | FLUIDIZED BOILER | 19.56 | 4 | NOT COGEN | 19.56 | 1990-12-07 | PG&E | NP15 | CONTRA COSTA | GWF POWER SYSTEMS | GWF POWER SYSTEMS | TRUE
E0064 | OGDEN POWER PACIFIC (OROVILLE) | PACIFIC OROVILLE POWER INC. | WTE | BIOMASS | AG. & WOODWASTE |  | 18 | 4 | NOT COGEN | 18.75 | 1985-09-26 | PG&E | NP15 | BUTTE | PACIFIC ENERGY | OGDEN ENERGY GROUP, INC. | TRUE
E0037 | FAIRHAVEN POWER CO. |  | WTE | BIOMASS | WOODWASTE | GRATE BOILER | 17.25 | 4 | NOT COGEN | 18.75 | 1983-04-28 | PG&E | NP15 | HUMBOLDT | FAIRHAVEN POWER CO | FAIRHAVEN POWER COMPANY | TRUE
E0051 | WHEELABRATOR MARTELL INC. | WHEELABRATOR MARTELL INC. | WTE | BIOMASS | WOODWASTE | GRATE BOILER | 18 | 4 | COGEN | 18 | 1986-03-13 | PG&E | NP15 | AMADOR | OPERATIONAL ENERGY CORPORATION | WHEELABRATOR MARTELL INC. | TRUE
E0150 | STANISLAUS WASTE ENERGY | STANISLAUS or RESOURCE RECOVERY FACI | WTE | MSW | MSW | WASTE | 18 | 4 | NOT COGEN | 18 | 1988-09-06 | PG&E | NP15 | STANISLAUS | STANISLAUS WASTE ENERGY | OGDEN MARTIN | TRUE
E0164 | GEORGIA PACIFIC (MARTELL) |  | WTE | BIOMASS | WOODWASTE |  | 9 | 4 | NOT COGEN | 18 | 1986-01-01 | PG&E | NP15 | AMADOR | GEORGIA PACIFIC CORP | WHEELABRATOR | FALSE
C0012 | GWF POWER SYSTEMS SITE #5 |  | COAL | COAL | PET COKE, CRUDE OIL | FLUIDIZED BOILER | 17.74 | 4 | NOT COGEN | 17.74 | 1990-03-17 | PG&E | NP15 | CONTRA COSTA | GWF POWER SYSTEMS | GWF POWER SYSTEMS | TRUE
C0009 | GWF POWER SYSTEMS SITE #2 |  | COAL | COAL | PET COKE, CRUDE OIL | FLUIDIZED BOILER | 17.74 | 4 | NOT COGEN | 17.74 | 1989-12-22 | PG&E | NP15 | CONTRA COSTA | GWF POWER SYSTEMS | GWF POWER SYSTEMS | TRUE
E0201 | JACKSON VALLEY ENERGY |  | WTE | MSW | MSW |  | 17.1 | 4 | COGEN | 17.1 | 1987-01-05 | PG&E | NP15 | AMADOR | JACKSON VALLEY ENERGY |  | TRUE
G0368 | BERRY PETROLEUM COMPANY | MONARCH COGENERATION | OIL/GAS | OIL/GAS | NATURAL GAS |  | 17 | 4 | COGEN | 17 | 1985-03-14 | PG&E | NP15 | KERN | MONARCH COGENERATION |  | TRUE
G0100 | COALINGA 6C/25D |  | OIL/GAS | OIL/GAS | NATURAL GAS | GAS TURBINE/HEAT RECOVERY STEAM GENERATR | 16.5 | 4 | COGEN | 16.5 | 1986-11-07 | PG&E | NP15 | FRESNO |  | CHEVRON U.S.A. | TRUE
G0509 | C & H SUGAR |  | OIL/GAS | OIL/GAS | NATURAL GAS | GAS TURBINE | 16.25 | 4 | COGEN | 16.25 | 1996-05-27 | PG&E | NP15 | CONTRA COSTA |  |  | TRUE
E0039 | GEORGIA PACIFIC CORP. | A.K.A. GEORGIA PACIFIC WEST INC. | WTE | BIOMASS | WOODWASTE |  | 15 | 4 | NOT COGEN | 15 | 1980-06-01 | PG&E | NP15 | MENDOCINO | GEORGIA PACIFIC CORP | GEORGIA PACIFIC CORP | TRUE
E0082 | SIERRA PACIFIC IND. (SUSANVILLE) |  | WTE | BIOMASS | WOODWASTE | FIXED CRATE | 14.34 | 4 | COGEN | 15 | 1981-10-05 | PG&E | NP15 | LASSEN | SIERRA PACIFIC INDUSTRIES | SIERRA PACIFIC INDUSTRIES | TRUE
E0134 | MODESTO ENERGY LIMITED PARTNERSHI |  | WTE | MSW | MSW | TIRES | 14 | 4 | NOT COGEN | 14 | 1987-09-11 | PG&E | NP15 | STANISLAUS | MODESTO ENERGY CO. | OXFORD ENERGY | TRUE
E0056 | OGDEN POWER PACIFIC, INC. (MT. LASSEN) | MT. LASSEN POWER | WTE | BIOMASS | WOODWASTE |  | 10.5 | 4 | COGEN | 13.4 | 1984-10-11 | PG&E | NP15 | LASSEN | PACIFIC ENERGY, MT LASSEN POWER | PLES AND ULTRASYSTEMS | TRUE
E0006 | OGDEN POWER PACIFIC, INC. (BURNEY) | BURNEY MOUNTAIN POWER | WTE | BIOMASS | WOODWASTE |  | 9.75 | 4 | COGEN | 13.4 | 1984-08-15 | PG&E | NP15 | SHASTA | PACIFIC ENERGY | OGDEN ENERGY GROUP, INC. | TRUE
E0089 | SOLEDAD ENERGY |  | WTE | BIOMASS | WOODWASTE |  | 12 | 4 | NOT COGEN | 12 | 1989-12-22 | PG&E | NP15 | MONTEREY | SOLEDAD ENERGY PARTNERSHIP | WESTERN ELECTRIC POWER CORP | TRUE
E0026 | COLLINS PINE |  | WTE | BIOMASS | WOODWASTE | COGENERATION | 12 | 4 | COGEN | 12 | 1967-01-01 | PG&E | NP15 | PLUMAS | COLLINS PINE CO. | COLLINS PINE COMPARY | TRUE
E0097 | ULTRAPOWER (BLUE LAKE) | A.K.A. ULTRAPOWER 3, JOINT VENTURE | WTE | BIOMASS | WOODWASTE | GRATE BOILER | 11.4 | 4 | NOT COGEN | 12 | 1985-07-03 | PG&E | NP15 | HUMBOLDT | ULTRA CONSTELLATION OPERATING SERVICES | ULTRAPOWER RINCON | TRUE
E0004 | SIERRA PACIFIC IND. (LINCOLN) | LINCOLN COGENERATION | WTE | BIOMASS | WOODWASTE | FUEL CELL | 7.5 | 4 | COGEN | 11.5 | 1986-06-03 | PG&E | NP15 | PLACER | SIERRA PACIFIC INDUSTRIES | SIERRA PACIFIC INDUSTRIES | TRUE
G0601 | TEXACO (NORTH MIDWAY) |  | OIL/GAS | OIL/GAS | NATURAL GAS |  | 10.97 | 4 | COGEN | 10.97 | 1987-10-01 | PG&E | NP15 | KERN |  | Texaco | TRUE
G0600 | TEXACO (MCKITTRICK) |  | OIL/GAS | OIL/GAS | NATURAL GAS |  | 10.969 | 4 | COGEN | 10.97 | 1994-10-01 | PG&E | NP15 | KERN |  | Texaco | TRUE
G0599 | TEXACO (LOST HILLS) |  | OIL/GAS | OIL/GAS | NATURAL GAS |  | 10.969 | 4 | COGEN | 10.97 | 1985-10-08 | PG&E | NP15 | KERN |  | Texaco | TRUE
G0283 | SAN JOAQUIN POWER COMPANY |  | OIL/GAS | OIL/GAS | NATURAL GAS |  | 10.75 | 4 | COGEN | 10.75 | 1991-04-19 | PG&E | NP15 | MERCED | JRW & ASSOCIATES |  | TRUE
G0107 | CHEVRON (TAFT/CADET) |  | OIL/GAS | OIL/GAS | NATURAL GAS |  | 10 | 4 | COGEN | 10 | 1982-07-26 | PG&E | NP15 | KERN |  | CHEVRON U.S.A. | TRUE
G0775 | OCCIDENTAL OF ELK HILLS, INC. | NAVY 35R | OIL/GAS | OIL/GAS | NATURAL GAS |  | 10 | 4 | COGEN | 10 | 1994-11-02 | PG&E | NP15 | KERN |  | CCIDENTAL OF ELK HILLS, INC. | TRUE
E0002 | AUBERRY ENERGY | A.K.A. AUBERRY ENERGY, INC. | WTE | BIOMASS | AG. & WOODWASTE |  | 7.5 | 4 | COGEN | 9 | 1985-01-01 | PG&E | NP15 | FRESNO | AUBERRY ENERGY INC | AUBERRY ENERGY INC. | TRUE
G0424 | OROVILLE COGENERATION |  | OIL/GAS | OIL/GAS | NATURAL GAS | INTERNAL COMBUSTION ENGINE | 8.5 | 4 | COGEN | 8.5 | 1989-12-18 | PG&E | NP15 | BUTTE | LOUISIANA PACIFIC CORPORATION | LOUISIANA PACIFIC CORPORATION | TRUE
G0557 | AL RESOURCES (COALINGA) | AERA (COALINGA) | OIL/GAS | OIL/GAS | NATURAL GAS | GAS TURBINE/HEAT RECOVERY STEAM GENERATR | 8.5 | 4 | COGEN | 8.5 | 1988-06-03 | PG&E | NP15 | FRESNO | AERA | AERA | TRUE
G0056 | SANTA MARIA COGEN |  | OIL/GAS | OIL/GAS | NATURAL GAS |  | 8.044 | 4 | COGEN | 8.044 | 1989-06-21 | PG&E | NP15 | SANTA BARBARA | BONNEVILLE PACIFIC | Do Not Mail--Santa Maria Cogen | TRUE
E0165 | WHEELABRATOR HUDSON ENERGY COMPANY | A.K.A. WHEELABRATOR HUDSON ENERGY COMPANY | WTE | BIOMASS | WOODWASTE |  | 6.875 | 4 | COGEN | 7.5 | 1993-07-12 | PG&E | NP15 | SHASTA |  | WHEELABRATOR | TRUE
E0003 | BIG VALLEY LUMBER COMPANY |  | WTE | BIOMASS | WOODWASTE | COGENERATION | 5 | 4 | COGEN | 7.5 | 1983-08-18 | PG&E | NP15 | LASSEN | BIG VALLEY LUMBER | BIG VALLEY LUMBER | TRUE
G0597 | ARCO OIL & GAS (FEE "C") | ARCO FEE C | OIL/GAS | OIL/GAS | NATURAL GAS | GAS TURBINE | 7.45 | 4 | COGEN | 7.45 | 1987-02-26 | PG&E | NP15 | KERN | ARCO | ARCO | TRUE
G0595 | ARCO OIL & GAS (FEE "A") | ARCO FEE A | OIL/GAS | OIL/GAS | NATURAL GAS | GAS TURBINE | 7.45 | 4 | COGEN | 7.45 | 1986-06-25 | PG&E | NP15 | KERN | ARCO | ARCO | TRUE
E0106 | BIO-ENERGY PART. | ALTAMONT LANDFILL | WTE | MSW | MSW | LANDFILL GAS, GAS TURBINES | 6.6 | 4 | NOT COGEN | 7 | 1989-05-04 | PG&E | NP15 | ALAMEDA | WASTE MANAGE INC. | WASTE MANAGE INC. | TRUE
G0017 | BYRON POWER COMPANY |  | OIL/GAS | OIL/GAS | NATURAL GAS |  | 6.5 | 4 | COGEN | 6.5 | 1990-04-13 | PG&E | NP15 | SAN JOAQUIN |  | FAYETTE KALINA | TRUE
G0627 | NUEVO ENERGY COMPANY (DOME) |  | OIL/GAS | OIL/GAS | NATURAL GAS |  | 6.064 | 4 | COGEN | 6.064 | 1988-09-02 | PG&E | NP15 | KERN |  | UNOCAL | TRUE
E0149 | COUNTY OF SONOMA | MICHIGAN COGEN or SONOMA COUNTY CENTRAL DISPOSAL SI or CENTRAL LF | WTE | LANDFILL GAS | LANDFILL GAS | RECIPROCATING ENGINE | 6.4 | 4 | NOT COGEN | 6 | 1993-04-30 | PG&E | NP15 | SONOMA | SONOMA COUNTY LANDFILL | SONOMA COUNTY | TRUE
G0515 | SRI INTERNATIONAL |  | OIL/GAS | OIL/GAS | NATURAL GAS |  | 6 | 4 | COGEN | 6 | 1987-03-10 | PG&E | NP15 | SAN MATEO | INTERNATIONAL POWER TECHNOLOGY |  | TRUE
G0087 | SAN JOSE COGEN |  | OIL/GAS | OIL/GAS | NATURAL GAS |  | 6 | 4 | COGEN | 6 | 1984-12-18 | PG&E | NP15 | SANTA CLARA | INTERNATIONAL POWER TECHNOLOGY |  | TRUE
G0589 | MONTEREY POWER COMPANY | F.K.A. SUNNYSIDE COGEN | OIL/GAS | OIL/GAS | NATURAL GAS |  | 6 | 4 | COGEN | 6 | 1990-12-29 | PG&E | NP15 | MONTEREY | SUNNYSIDE COGENERATION INC. |  | TRUE
G0254 | HERSHEY CHOCOLATE U.S.A. |  | OIL/GAS | OIL/GAS | NATURAL GAS |  | 6 | 4 | COGEN | 6 | 1989-02-05 | PG&E | NP15 | STANISLAUS | HERSHEY CHOCOLATE CO. |  | TRUE
G0216 | FRITO-LAY |  | OIL/GAS | OIL/GAS | NATURAL GAS | GAS TURBINE | 6 | 4 | COGEN | 6 | 1986-04-02 | PG&E | NP15 | KERN | FRITO-LAY INC | FRITO-LAY INC | TRUE
E0036 | EBMUD (OAKLAND) |  | WTE | MSW | MSW | DIGESTER GAS | 4 | 4 | COGEN | 6 | 1991-12-21 | PG&E | NP15 | ALAMEDA |  |  | TRUE
E0179 | NEWBY LAND |  | WTE | LANDFILL GAS | LANDFILL GAS | RECIPROCATING ENGINE | 5.3 | 4 | NOT COGEN | 5.5 |  | PG&E | NP15 | SANTA CLARA | FBI | BFI | FALSE
G0295 | KINGS COUNTY STATE PRISON |  | OIL/GAS | OIL/GAS | NATURAL GAS |  | 5.2 | 4 | COGEN | 5.2 | 1992-11-26 | PG&E | NP15 | KINGS | KINGS COUNTY PRISON |  | TRUE
G0031 | ARCO OIL & GAS (OXFORD) | ARCO OXFORD COGEN | OIL/GAS | OIL/GAS | NATURAL GAS |  | 5.2 | 4 | COGEN | 5.2 | 1984-09-19 | PG&E | NP15 | KERN | ARCO | ARCO | TRUE
E0122 | GAS RECOVERY SYSTEMS, (NEWBY ISLAND 2) |  | WTE | LANDFILL GAS | LANDFILL GAS | RECIPOCATING ENGINE | 4.2 | 4 | NOT COGEN | 5 | 1984-08-03 | PG&E | NP15 | SANTA CLARA | LAIDLAW GAS RECOVERY SYSTEMS | BFI | TRUE
E0032 | DIAMOND WALNUT GROWERS INC. |  | WTE | BIOMASS | AG. WASTE -WALNUT SH | COGENERATION | 4.5 | 4 | COGEN | 4.15 | 1980-11-25 | PG&E | NP15 | SAN JOAQUIN | DIAMOND WALNUT GROWERS INC. | DIAMOND WALNUT GROWERS | TRUE
G0494 | RHONE-POULENC (STAUFFER CHEMICAL) | A.K.A. MARTINEZ REGEN SULFURIC ACID PLANT | OIL/GAS | OIL/GAS | NATURAL GAS | GAS TURBINE/HEAT RECOVERY STEAM GENERATR | 4 | 4 | COGEN | 4 | 1977-06-01 | PG&E | NP15 | CONTRA COSTA | STAUFFER CHEMICAL |  | TRUE
E0119 | GAS RECOVERY SYSTEMS (FREMONT) |  | WTE | MSW | MSW | LANDFILL GAS | 3.75 | 4 | NOT COGEN | 4 | 1990-04-19 | PG&E | NP15 | ALAMEDA | LAIDLAW GAS RECOVERY SYSTEMS | GAS RECOVERY SYSTEMS, INC. | TRUE
E0174 | SIERRA PACIFIC INDUSTRIES (ANDERSON) |  | WTE | BIOMASS | WOODWASTE | FUEL CELL GASIFICATION | 1 | 4 | COGEN | 4 | 1997-04-01 | PG&E | NP15 | SHASTA | SIERRA PACIFIC INDUSTRIES | SIERRA PACIFIC INDUSTRIES | TRUE
G0644 | NUEVO ENERGY COMPANY (WELPORT) |  | OIL/GAS | OIL/GAS | NATURAL GAS |  | 4 | 4 | COGEN | 3.75 | 1990-01-27 | PG&E | NP15 | KERN |  |  | TRUE
G0596 | ARCO OIL & GAS (FEE "B") | ARCO FEE B | OIL/GAS | OIL/GAS | NATURAL GAS | GAS TURBINE | 3.725 | 4 | COGEN | 3.725 | 1987-04-28 | PG&E | NP15 | KERN | ARCO | ARCO | TRUE
G0556 | CAL RESOURCES (N. MIDWAY SUNSET) | AERA (N. MIDWAY SUNSET) | OIL/GAS | OIL/GAS | NATURAL GAS |  | 4.25 | 4 | COGEN | 3.5 | 1988-06-19 | PG&E | NP15 | KERN | AERA | AERA | TRUE
G0639 | UC DAVIS - PLANT SERVICES |  | OIL/GAS | OIL/GAS | NATURAL GAS |  | 3.5 | 4 | COGEN | 3.5 | 1982-03-26 | PG&E | NP15 | YOLO | UNIVERSITY OF CALIFORNIA DAVIS |  | TRUE
G0378 | MULE CREEK STATE PRISON |  | OIL/GAS | OIL/GAS | NATURAL GAS | INTERNAL COMBUSTION ENGINE | 3 | 4 | COGEN | 3.5 | 1989-01-01 | PG&E | NP15 | AMADOR | MULE CREEK STATE PRISON | MULE CREEK STATE PRISON | TRUE
G0653 | YOUNTVILLE COGEN | A.K.A. VETERAN'S HOME OF CALIFORNIA | OIL/GAS | OIL/GAS | NATURAL GAS |  | 3 | 4 | COGEN | 3 | 1986-08-06 | PG&E | NP15 | NAPA |  |  | TRUE
E0038 | SIERRA PACIFIC INDUSTRIES (SONORA) |  | WTE | BIOMASS | WOODWASTE | TRAVELING GRATE | 3 | 4 | COGEN | 3 | 1982-06-26 | PG&E | NP15 | TUOLUMNE | SIERRA PACIFIC INDUSTRIES | SIERRA PACIFIC INDUSTRIES | TRUE
E0137 | NOVE INVESTMENTS |  | WTE | LANDFILL GAS | LANDFILL GAS | INTERNAL COMBUSTION ENGINE | 3 | 4 | NOT COGEN | 3 | 1985-12-31 | PG&E | NP15 | CONTRA COSTA | NOVE INVESTMENTS |  | TRUE
G0101 | CHEVRON (CONCORD) | CHEVRON COMPUTER CENTER; CHEVRON USA(CONCORD) | OIL/GAS | OIL/GAS | NATURAL GAS |  | 3 | 4 | COGEN | 3 | 1988-03-29 | PG&E | NP15 | CONTRA COSTA |  | CHEVRON U.S.A. | TRUE
G0340 | SUMMIT MEDICAL COGENERATION |  | OIL/GAS | OIL/GAS | NATURAL GAS |  | 2.86 | 4 | COGEN | 2.86 | 1985-03-15 | PG&E | NP15 | ALAMEDA | SUMMIT MEDICAL CENTER |  | TRUE
G0751 | CORN PRODUCTS |  | OIL/GAS | OIL/GAS | NATURAL GAS | GAS TURBINE | 2.85 | 4 | COGEN | 2.85 | 1988-03-02 | PG&E | NP15 | SAN JOAQUIN | CORN PRODUCTS |  | TRUE
G0541 | SANTA CRUZ COGEN | A.K.A. FACKLER COGEN | OIL/GAS | OIL/GAS | NATURAL GAS |  | 2.635 | 4 | COGEN | 2.635 | 1985-11-01 | PG&E | NP15 | SANTA CRUZ | UC SANTA CRUZ |  | TRUE
E0120 | GAS RECOVERY SYSTEMS, (GUADALUPE) | GUADALUPE DISPOSAL SITE | WTE | LANDFILL GAS | LANDFILL GAS | RECIPROCATING ENGINE | 1.5 | 4 | NOT COGEN | 2.5 | 1984-01-12 | PG&E | NP15 | SANTA CLARA | GUADALUPE RUBBISH DISPOSAL COMPANY | GUADALUPE RUBBISH DISPOSAL COMPANY | TRUE
G0072 | CALIFORNIA MEDICAL FACILITY |  | OIL/GAS | OIL/GAS | NATURAL GAS |  | 1.5 | 4 | COGEN | 2.5 |  | PG&E | NP15 | SOLANO |  |  | FALSE
E0154 | YOLO COUNTY LANDFILL | YOLO LANDFILL | WTE | LANDFILL GAS | LANDFILL GAS | RECIPROCATING ENGINE | 2.4 | 4 | NOT COGEN | 2.45 | 1997-03-01 | PG&E | NP15 | YOLO | YOLO COUNTY LANDFILL | YOLO COUNTY | TRUE
E0135 | MONTEREY REGIONAL WASTE MANAGEMEN DIST | MONTEREY PENINSULA SLF | WTE | MSW | MSW | LANDFILL GAS | 5.4 | 4 | NOT COGEN | 2.35 | 1983-12-30 | PG&E | NP15 | MONTEREY | COUNTY OF MONTEREY REGIONAL WASTE | MONTEREY REGIONAL WAST MGMT DIST. | TRUE
G0518 | SAINT AGNES HOSPITAL |  | OIL/GAS | OIL/GAS | NATURAL GAS | GAS TURBINE/HEAT RECOVERY STEAM GENERATR | 2.325 | 4 | COGEN | 2.325 | 1985-11-21 | PG&E | NP15 | FRESNO | SAINT AGNES COGENERATION |  | TRUE
G0570 | SOLEDAD STATE PRISON |  | OIL/GAS | OIL/GAS | NATURAL GAS |  | 2.2 | 4 | COGEN | 2.2 | 1985-10-26 | PG&E | NP15 | MONTEREY | INTERNATIONAL POWER TECHNOLOGY |  | TRUE
E0123 | GAS RECOVERY SYSTEMS, (MENLO PARK) | MENLO PARK LF | WTE | LANDFILL GAS | LANDFILL GAS | RECIPROCATING ENGINE | 2 | 4 | NOT COGEN | 2 | 1983-01-11 | PG&E | NP15 | SAN MATEO | CITY OF MENLO PARK | CITY OF MENLO PARK | TRUE
E0146 | PALO ALTO LANDFILL | BYXBEE PARK SANITARY LANDFILL | WTE | LANDFILL GAS | LANDFILL GAS | RECIPROCATING ENGINE | 1 | 4 | NOT COGEN | 2 | 1990-06-13 | PG&E | NP15 | SANTA CLARA | PACIFIC LIGHT ENERGY SYSTEMS | CITY OF PLAO ALTO | TRUE
E0055 | MONTEREY REGIONAL WATER |  | WTE | MSW | MSW | DIGESTER GAS | 1.74 | 4 | COGEN | 1.74 | 1988-08-26 | PG&E | NP15 | MONTEREY | MONTEREY REGIONAL WATER CENTRAL |  | TRUE
E0181 | SUNNYVALE LANDFILL GAS POWER GENERATION FACILITY | CITY OF SUNNYVALE or SUNNYVALE LF | WTE | LANDFILL GAS | LANDFILL GAS | STEAM TURBINE | 1.6 | 4 | NOT COGEN | 1.6 | 1999-12-31 | PG&E | NP15 | SANTA CLARA | CITY OF SUNNYVALE | CITY OF SUNNYVALE PUBLIC WORKS DEP. | FALSE
G0641 | UNIVERSITY OF SAN FRANCISCO |  | OIL/GAS | OIL/GAS | NATURAL GAS |  | 1.5 | 4 | COGEN | 1.5 | 1987-06-01 | PG&E | NP15 | SAN FRANCISCO | SAN FRANCISCO STATE UNIVERSITY |  | TRUE
G0121 | SAN JOSE CONVENTION CENTER |  | OIL/GAS | OIL/GAS | NATURAL GAS |  | 1.5 | 4 | COGEN | 1.5 | 1990-04-02 | PG&E | NP15 | SANTA CLARA | CITY OF SAN JOSE |  | TRUE
E0144 | OGDEN PACIFIC POWER (SALINAS) | SALINAS POWER STATION | WTE | MSW | MSW | LANDFILL GAS | 1.5 | 4 | NOT COGEN | 1.5 | 1986-11-10 | PG&E | NP15 | MONTEREY | PACIFIC LIGHT ENERGY SYSTEMS |  | TRUE
E0118 | GAS RECOVERY SYSTEMS, (AMERICAN CYN) | AMERICAN CANYON SLF | WTE | LANDFILL GAS | LANDFILL GAS | RECIPROCATING ENGINE | 1.5 | 4 | NOT COGEN | 1.5 | 1985-12-27 | PG&E | NP15 | NAPA | SOUTH NAPA WASTE AUTHORITY | SOUTH NAPA WASTE AUTHORITY | TRUE
E0141 | OGDEN PACIFIC POWER (SANTA CLARA) | SANTA CLARA POWER STATION or CITY OF SANTA CLARA LF | WTE | LANDFILL GAS | LANDFILL GAS | RECIPROCATING ENGINE | 1.4 | 4 | NOT COGEN | 1.5 | 1986-10-22 | PG&E | NP15 | SANTA CLARA | CITY OF SANTA CLARA | CITY OF SANTA CLARA | TRUE
G0585 | STOCKTON WWTP |  | OIL/GAS | OIL/GAS | NATURAL GAS |  | 1.35 | 4 | COGEN | 1.5 | 1989-11-08 | PG&E | NP15 | SAN JOAQUIN | CITY OF STOCKTON, WASTE WATER PLANT |  | TRUE
G0159 | SOLANO COUNTY GOVERNMENT CENTER |  | OIL/GAS | OIL/GAS | NATURAL GAS |  | 1.45 | 4 | COGEN | 1.4 | 1989-06-15 | PG&E | NP15 | SOLANO |  |  | TRUE
G0756 | CBS STUDIOS |  | OIL/GAS | OIL/GAS | NATURAL GAS |  | 1.4 | 4 | COGEN | 1.4 | 1988-01-01 | PG&E | NP15 | LOS ANGELES | ONSITE ENERGY, CORP. |  | FALSE
G0387 | NAPA STATE HOSPITAL |  | OIL/GAS | OIL/GAS | NATURAL GAS |  | 1.33 | 4 | COGEN | 1.33 | 1984-07-18 | PG&E | NP15 | NAPA | NAPA STATE HOSPITAL |  | TRUE
E0161 | FRESNO WWTP |  | WTE | MSW | MSW | LANDFILL GAS | 1.3 | 4 | NOT COGEN | 1.3 | 1984-01-01 | PG&E | NP15 | FRESNO | FRESNO WASTEWATER TREATMENT |  | TRUE
S0045 | PVUSA SOLAR 1 |  | SOLAR | SOLAR | PHOTOVOLTAIC | PHOTOVOLTAIC, SUN | 1 | 4 | NOT COGEN | 1 | 1990-01-01 | PG&E | NP15 | YOLO | SMUD | CALIFORNIA ENERGY COMMISSION | FALSE
G0062 | BROOKSIDE HOSPITAL |  | OIL/GAS | OIL/GAS | NATURAL GAS | INTERNAL COMBUSTION ENGINE | 0.949 | 4 | COGEN | 0.96 | 1992-10-02 | PG&E | NP15 | CONTRA COSTA | BROOKSIDE HOSPITAL |  | TRUE
E0163 | LOS ALAMOS ENERGY LLC |  | WTE | MSW | WASTE GAS | RECIPROCATING ENGINE | 0.9 | 4 | NOT COGEN | 0.9 | 1988-12-28 | PG&E | NP15 | SANTA BARBARA | LOS ALAMOS ENERGY, LLC | LOS ALAMOS ENERGY, LLC | TRUE
E0156 | CALIFORNIA CEDAR PRODUCTS |  | WTE | BIOMASS | WOODWASTE |  | 0.85 | 4 | COGEN | 0.85 | 1985-01-01 | PG&E | NP15 | SAN JOAQUIN | CALIFORNIA CEDAR PRODUCTS | CALIFORNIA CEDAR PRODUCTS | TRUE
E0145 | OGDEN PACIFIC POWER (STOCKTON) | STOCKTON POWER STATION or AUSTIN ROAD LF | WTE | MSW | MSW | LANDFILL GAS | 3 | 4 | NOT COGEN | 0.8 | 1985-11-27 | PG&E | NP15 | SAN JOAQUIN | CITY OF STOCKTON | CITY OF STOCKTON | TRUE
G0178 | DOWNIEVILLE |  | OIL/GAS | OIL/GAS | DIESEL | COMBUSTION TURBINE | 0.7 | 4 | NOT COGEN | 0.8 | 1966-01-01 | PG&E | NP15 | SIERRA |  | PG&E | FALSE
G0116 | CITY OF FAIRFIELD |  | OIL/GAS | OIL/GAS | NATURAL GAS |  | 0.775 | 4 | COGEN | 0.775 | 1984-08-15 | PG&E | NP15 | SOLANO |  |  | TRUE
G0539 | SANTA CRUZ WWTP |  | OIL/GAS | OIL/GAS | NATURAL GAS |  | 0.65 | 4 | COGEN | 0.65 | 1991-11-01 | PG&E | NP15 | SANTA CRUZ |  |  | TRUE
E0132 | LANDFILL GENERATING PTNRS. I | DIMENO LANDFILL or SANTA CRUZ FACILITY - LANDFILL GE or SANTA CRUZ CITY SLF | WTE | MSW | MSW | LANDFILL GAS | 2.2 | 4 | NOT COGEN | 0.632 | 1988-11-22 | PG&E | NP15 | SANTA CRUZ | LAIDLAW GAS RECOVERY SYSTEMS | CITY OF SANTA CRUZ | TRUE
G0098 | OWL COMPANIES |  | OIL/GAS | OIL/GAS | NATURAL GAS |  | 0.6 | 4 | COGEN | 0.6 | 1985-12-30 | PG&E | NP15 | SANTA CRUZ | OWL COMAPNIES |  | TRUE
G0038 | ASILOMAR |  | OIL/GAS | OIL/GAS | NATURAL GAS |  | 0.55 | 4 | COGEN | 0.55 | 1985-09-06 | PG&E | NP15 | MONTEREY | ASILOMAR OPERATIONAL COMPANY |  | TRUE
G0322 | M.H. WHITTIER CAL |  | OIL/GAS | OIL/GAS | NATURAL GAS |  | 0.5 | 4 | COGEN | 0.5 | 1986-10-06 | PG&E | NP15 | KERN | M.H. WHITTIER |  | TRUE
S0091 | KERMAN PV | KERMA | SOLAR | SOLAR | PHOTOVOLTAIC | PHOTOVOLTAIC, SUN | 0.5 | 4 | NOT COGEN | 0.5 | 1993-01-01 | PG&E | NP15 | FRESNO |  | PG&E | FALSE
G0647 | CITY OF VACAVILLE (COMMUNITY CENTER) | VACAVILLE COMMUNITY CENTER | OIL/GAS | OIL/GAS | NATURAL GAS |  | 0.45 | 4 | COGEN | 0.45 | 1986-07-09 | PG&E | NP15 | SOLANO |  |  | TRUE
G0070 | CSU HUMBOLDT |  | OIL/GAS | OIL/GAS | NATURAL GAS |  | 0.35 | 4 | COGEN | 0.35 | 1991-12-02 | PG&E | NP15 | HUMBOLDT |  |  | TRUE
G0256 | HEUBLEIN WINES |  | OIL/GAS | OIL/GAS | NATURAL GAS |  | 0.325 | 4 | COGEN | 0.325 | 1984-08-24 | PG&E | NP15 | MADERA |  |  | TRUE
G0296 | KOCH CALIFORNIA LIMITED |  | OIL/GAS | OIL/GAS | NATURAL GAS |  | 0.3 | 4 | COGEN | 0.3 | 1985-02-12 | PG&E | NP15 | SAN LUIS OBISPO |  |  | TRUE
G0624 | UC SANTA CRUZ SPORTS FACILITY |  | OIL/GAS | OIL/GAS | NATURAL GAS |  | 0.29 | 4 | COGEN | 0.29 | 1988-09-16 | PG&E | NP15 | SANTA CRUZ |  |  | TRUE
G0057 | BORDEN CHEMICAL |  | OIL/GAS | OIL/GAS | NATURAL GAS |  | 0.2 | 4 | COGEN | 0.2 | 1988-11-02 | PG&E | NP15 | ALAMEDA |  |  | TRUE
G0666 | COUNTY OF SANTA CRUZ (WATER STREET JAIL) |  | OIL/GAS | OIL/GAS | NATURAL GAS |  | 0.18 | 4 | COGEN | 0.18 | 1987-09-01 | PG&E | NP15 | SANTA CRUZ |  |  | TRUE
G0688 | YUBA CITY WWTP |  | OIL/GAS | OIL/GAS | NATURAL GAS |  | 0.14 | 4 | COGEN | 0.14 | 1989-06-02 | PG&E | NP15 | SUTTER |  |  | TRUE
G0446 | STANFORD ENERGY GROUP | A.K.A. PIEDMONT GARDENS | OIL/GAS | OIL/GAS | NATURAL GAS |  | 0.115 | 4 | COGEN | 0.115 | 1986-01-08 | PG&E | NP15 | ALAMEDA |  |  | TRUE
G0160 | CITY OF CONCORD | A.K.A. COWELL SWIM CENTER | OIL/GAS | OIL/GAS | NATURAL GAS |  | 0.105 | 4 | COGEN | 0.105 | 1986-10-01 | PG&E | NP15 | CONTRA COSTA |  |  | TRUE
G0312 | ROY SHARP JR. | SHARP ENTERPRISES | OIL/GAS | MSW | MSW | DIGESTER GAS | 0.1 | 4 | NOT COGEN | 0.1 | 1991-11-21 | PG&E | NP15 | FRESNO |  |  | TRUE
G0207 | FISHER NURSERY |  | OIL/GAS | OIL/GAS | NATURAL GAS |  | 0.1 | 4 | COGEN | 0.1 | 1988-04-04 | PG&E | NP15 | SAN JOAQUIN |  |  | TRUE
G0146 | CONTINENTAL CAN (WHITE CAP) |  | OIL/GAS | OIL/GAS | NATURAL GAS |  | 0.6 | 4 | NOT COGEN | 0.06 | 1986-07-02 | PG&E | NP15 | ALAMEDA |  | PG&E | TRUE
| Moss Landing | 2 | OIL/GAS | OIL/GAS | NATURAL GAS |  | 750 | 9000 |  | 750 |  | PG&E | NP15 |  | DUKE ENERGY | DUKE ENERGY
| Moss Landing | 1 | OIL/GAS | OIL/GAS | NATURAL GAS |  | 750 | 9100 |  | 750 |  | PG&E | NP15 |  | DUKE ENERGY | DUKE ENERGY
| MORRO BAY | 3 | OIL/GAS | OIL/GAS | NATURAL GAS |  | 350 | 9300 |  | 350 |  | PG&E | NP15 |  | DUKE ENERGY | DUKE ENERGY
| PITTSBURG | 7 | OIL/GAS | OIL/GAS | NATURAL GAS | STEAM TURBINE | 725 | 9500 |  | 725 | 1905-05-13 | PG&E | NP15 | CONTRA COSTA | SOUTHERN ENERGY DELTA LLC | SOUTHERN ENERGY DELTA LLC | FALSE
| MORRO BAY | 4 | OIL/GAS | OIL/GAS | NATURAL GAS |  | 350 | 9500 |  | 350 |  | PG&E | NP15 |  | DUKE ENERGY | DUKE ENERGY
| CONTRA COSTA |  | OIL/GAS | OIL/GAS | NATURAL GAS |  | 350 | 9500 |  | 350 |  | PG&E | NP15 |  | Southern
| CONTRA COSTA |  | OIL/GAS | OIL/GAS | NATURAL GAS |  | 350 | 9500 |  | 350 |  | PG&E | NP15 |  | Southern
| PITTSBURG | 6 | OIL/GAS | OIL/GAS | NATURAL GAS | STEAM TURBINE | 330 | 9600 |  | 330 | 1905-05-12 | PG&E | NP15 | CONTRA COSTA | SOUTHERN ENERGY DELTA LLC | SOUTHERN ENERGY DELTA LLC | FALSE
G0466 | PROCTER & GAMBLE (SACRAMENTO) |  | OIL/GAS | OIL/GAS | NATURAL GAS |  | 20.3 | 9700 | COGEN | 20 | 1994-01-15 | PG&E | NP15 | SACRAMENTO | PROCTER & GAMBLE |  | TRUE
| PITTSBURG | 5 | OIL/GAS | OIL/GAS | NATURAL GAS | STEAM TURBINE | 330 | 9750 |  | 330 | 1905-05-11 | PG&E | NP15 | CONTRA COSTA | SOUTHERN ENERGY DELTA LLC | SOUTHERN ENERGY DELTA LLC | FALSE
G0272 | HUNTERS POINT |  | OIL/GAS | OIL/GAS | NATURAL, DISTILLATE | GAS COMBUSTION TURBINE,STEAM TURBINE | 429 | 9800 | NOT COGEN | 427.8 | 1983-10-19 | PG&E | NP15 | SAN FRANCISCO | PG&E | PG&E | FALSE
G0462 | POTRERO |  | OIL/GAS | OIL/GAS | NATURAL GAS | COMBUSTION TURBINE, STEAM TURBINE | 722 | 9900 | COGEN | 419.2 |  | PG&E | NP15 | SAN FRANCISCO | SOUTHERN ENERGY POTRERO LLC | SOUTHERN ENERGY POTRERO LLC | FALSE
| MORRO BAY | 1 | OIL/GAS | OIL/GAS | NATURAL GAS |  | 175 | 10100 |  | 175 |  | PG&E | NP15 |  | DUKE ENERGY | DUKE ENERGY
| MORRO BAY | 2 | OIL/GAS | OIL/GAS | NATURAL GAS |  | 175 | 10100 |  | 175 |  | PG&E | NP15 |  | DUKE ENERGY | DUKE ENERGY
| PITTSBURG | 4 | OIL/GAS | OIL/GAS | NATURAL GAS | STEAM TURBINE | 165 | 10250 |  | 165 | 1905-05-10 | PG&E | NP15 | CONTRA COSTA | SOUTHERN ENERGY DELTA LLC | SOUTHERN ENERGY DELTA LLC | FALSE
| PITTSBURG | 1 | OIL/GAS | OIL/GAS | NATURAL GAS | STEAM TURBINE | 165 | 10400 |  | 165 | 1905-05-07 | PG&E | NP15 | CONTRA COSTA | SOUTHERN ENERGY DELTA LLC | SOUTHERN ENERGY DELTA LLC | FALSE
| PITTSBURG | 3 | OIL/GAS | OIL/GAS | NATURAL GAS | STEAM TURBINE | 165 | 10400 |  | 165 | 1905-05-09 | PG&E | NP15 | CONTRA COSTA | SOUTHERN ENERGY DELTA LLC | SOUTHERN ENERGY DELTA LLC | FALSE
G0161 | CROCKETT COGENERATION |  | OIL/GAS | OIL/GAS | NATURAL GAS |  | 260 | 10500 | COGEN | 268 | 1987-06-01 | PG&E | NP15 | CONTRA COSTA |  | CROCKETT COGENERATION | TRUE | SC
G0229 | GILROY COGENERATION |  | OIL/GAS | OIL/GAS | NATURAL GAS |  | 130 | 10500 | COGEN | 130 | 1987-09-18 | PG&E | NP15 | SANTA CLARA | GILROY ENERGY CO. | CALPINE | TRUE | SC
G0019 | CALPINE KING CITY COGENERATION | A.K.A AMERICAN #1 | OIL/GAS | OIL/GAS | NATURAL GAS |  | 120 | 10500 | COGEN | 120 | 1989-03-14 | PG&E | NP15 | MONTEREY | UTILCO GROUP | CALPINE /KING CITY COGENERATION LLC | TRUE | SC
G0177 | CALPINE PITTSBURG | A.K.A. PITTSBURG SITE or DOW CHEMICAL COMPANY | OIL/GAS | OIL/GAS | NATURAL GAS, HYDROGE | GAS TURBINE | 70 | 10500 | COGEN | 70 | 1977-07-01 | PG&E | NP15 | CONTRA COSTA | DOW CHEMICAL | CALPINE | TRUE | SC
| PITTSBURG | 2 | OIL/GAS | OIL/GAS | NATURAL GAS | STEAM TURBINE | 165 | 10600 |  | 165 | 1905-05-08 | PG&E | NP15 | CONTRA COSTA | SOUTHERN ENERGY DELTA LLC | SOUTHERN ENERGY DELTA LLC | FALSE
G0268 | HUMBOLDT BAY |  | OIL/GAS | OIL/GAS | NATURAL, DISTILLATE | COMBUSTION TURBINE, STEAM TURBINE | 105 | 12500 | NOT COGEN | 102.4 | 1971-01-01 | PG&E | NP15 | HUMBOLDT | PG&E | PG&E | FALSE
G0406 | OAKLAND | OAKLAND | OIL/GAS | OIL/GAS | DISTILLATE OIL | GAS COMBUSTION TURBINE | 165 | 13500 | NOT COGEN | 201.3 | 1978-11-01 | PG&E | NP15 | ALAMEDA |  | DUKE ENERGY POWER SERVICES | FALSE | SC
G0104 | RICHMOND REFINERY COGEN | CHEVRON (RICHMOND REFINERY) | OIL/GAS | OIL/GAS | NATURAL GAS, DISTILL |  | 99 | 13500 | COGEN | 135 | 1992-08-31 | PG&E | NP15 | CONTRA COSTA |  | CHEVRON U.S.A. | TRUE | SC
G0613 | FOSTER-WHEELER MARTINEZ COGEN L.P. | A.K.A TOSCO MARTINEZ | OIL/GAS | OIL/GAS | NATURAL GAS | GAS TURBINE/HEAT RECOVERY STEAM GENERATR | 99.9 | 13500 | COGEN | 99.9 | 1987-02-23 | PG&E | NP15 | CONTRA COSTA | FOSTER WHEELER MARTINEZ | FOSTER WHEELER POWER SYSTEMS, INC. | TRUE | SC
G0228 | GIANERA |  | OIL/GAS | OIL/GAS | NATURAL GAS | COMBUSTION TURBINE | 58 | 13500 | NOT COGEN | 64.6 | 1955-01-01 | PG&E | NP15 | SANTA CLARA |  | CSC | FALSE | SC
G0529 | SAN JOAQUIN COGEN |  | OIL/GAS | OIL/GAS | NATURAL GAS |  | 49.9 | 13500 | COGEN | 55 | 1990-04-01 | PG&E | NP15 | SAN JOAQUIN | EL PASO MERCHANT ENERGY | EL PASO MERCHANT ENERGY | TRUE | SC
G0382 | ROSEVILLE |  | OIL/GAS | OIL/GAS | NATURAL GAS | COMBUSTION TURBINE | 53.75 | 13500 | NOT COGEN | 50.4 | 1986-04-01 | PG&E | NP15 | PLACER | NCPA | NCPA (75%), CSC (25%) | FALSE | SC
G0379 | ALAMEDA |  | OIL/GAS | OIL/GAS | NATURAL GAS | COMBUSTION TURBINE | 51.65 | 13500 | NOT COGEN | 50.4 | 1955-01-01 | PG&E | NP15 | ALAMEDA | NCPA | NCPA 75%, CSC 25% | FALSE | SC
G0632 | SAN FRANCISCO REFINERY |  | OIL/GAS | OIL/GAS | NATURAL GAS |  | 49.9 | 13500 | COGEN | 49.9 | 1987-05-21 | PG&E | NP15 | CONTRA COSTA |  |  | TRUE | SC
G0080 | CARDINAL COGENERATION |  | OIL/GAS | OIL/GAS | NATURAL GAS |  | 49.9 | 13500 | COGEN | 49.9 | 1988-02-20 | PG&E | NP15 | SANTA CLARA |  | Stanford University | TRUE | SC
G0239 | GREENLEAF UNIT TWO |  | OIL/GAS | OIL/GAS | NATURAL GAS |  | 49.5 | 13500 | COGEN | 49.5 | 1989-10-12 | PG&E | NP15 | SUTTER | GREENLEAF UNIT TWO ASSOCIATES, INC | CALPINE | TRUE | SC
G0238 | GREENLEAF UNIT ONE |  | OIL/GAS | OIL/GAS | NATURAL GAS |  | 49.5 | 13500 | COGEN | 49.5 | 1989-01-11 | PG&E | NP15 | SUTTER | LFC POWER INC. | CALPINE | TRUE | SC
G0760 | O'BRIEN ENERGY SYSTEMS (SANTA MARIA) |  | OIL/GAS | OIL/GAS | NATURAL GAS |  | 43 | 13500 | COGEN | 43 | 1986-04-01 | PG&E | NP15 | SANTA BARBARA |  |  | FALSE | SC
G0364 | MOBILE GT | MOBILE UNIT #1; CONTRA COSTA MOBILE, MOBILE UNIT #1 | OIL/GAS | OIL/GAS | NATURAL GAS | GAS COMBUSTION TURBINE | 45 | 13500 | NOT COGEN | 39.9 | 1975-08-01 | PG&E | NP15 | CONTRA COSTA | PG&E | PG&E | FALSE | SC
G0380 | LODI | LODI CT | OIL/GAS | OIL/GAS | NATURAL GAS | COMBUSTION TURBINE | 26.45 | 13500 | NOT COGEN | 25.2 | 1986-02-01 | PG&E | NP15 | SAN JOAQUIN | NCPA | NCPA (75%), CSC (25%) | FALSE | SC
G0761 | SANTA BARBARA COTTAGE HOSPITAL |  | OIL/GAS | OIL/GAS | NATURAL GAS |  | 6.4 | 25000 | COGEN | 6.4 | 1985-12-01 | PG&E | NP15 | SANTA BARBARA |  |  | FALSE | sc
E0126 | GERBER COMPRESSOR STATION [8] |  | WTE | MSW | MSW | COMBUSTION TURBINE WITH WASTE HEAT | 4 | 25000 | COGEN | 3.7 | 1982-10-01 | PG&E | NP15 | TEHAMA |  |  | FALSE | sc
Note on A1: [Microsoft JET Created Table]01610101210101010071007081010101010

## PG&E
ID | PLANT NAME | ALIAS | FACILITY TYPE | GENERAL FUEL | PRIMARY FUEL | TECHNOLOGY | ONLINE MW | Type | COGEN | GROSS MW | DATE ONLINE | SERVICE AREA | COUNTY | OPERATOR | OWNER | QF ?
E0156 | CALIFORNIA CEDAR PRODUCTS |  | WTE | BIOMASS | WOODWASTE |  | 0.85 | Base | COGEN | 0.85 | 1985-01-01 | PG&E | SAN JOAQUIN | CALIFORNIA CEDAR PRODUCTS | CALIFORNIA CEDAR PRODUCTS | TRUE
E0038 | SIERRA PACIFIC INDUSTRIES (SONORA) |  | WTE | BIOMASS | WOODWASTE | TRAVELING GRATE | 3 | Base | COGEN | 3 | 1982-06-26 | PG&E | TUOLUMNE | SIERRA PACIFIC INDUSTRIES | SIERRA PACIFIC INDUSTRIES | TRUE
E0174 | SIERRA PACIFIC INDUSTRIES (ANDERSON) |  | WTE | BIOMASS | WOODWASTE | FUEL CELL GASIFICATION | 1 | Base | COGEN | 4 | 1997-04-01 | PG&E | SHASTA | SIERRA PACIFIC INDUSTRIES | SIERRA PACIFIC INDUSTRIES | TRUE
E0032 | DIAMOND WALNUT GROWERS INC. |  | WTE | BIOMASS | AG. WASTE -WALNUT SH | COGENERATION | 4.5 | Base | COGEN | 4.15 | 1980-11-25 | PG&E | SAN JOAQUIN | DIAMOND WALNUT GROWERS INC. | DIAMOND WALNUT GROWERS | TRUE
E0165 | WHEELABRATOR HUDSON ENERGY COMPANY | A.K.A. WHEELABRATOR HUDSON ENERGY COMPANY | WTE | BIOMASS | WOODWASTE |  | 6.875 | Base | COGEN | 7.5 | 1993-07-12 | PG&E | SHASTA |  | WHEELABRATOR | TRUE
E0003 | BIG VALLEY LUMBER COMPANY |  | WTE | BIOMASS | WOODWASTE | COGENERATION | 5 | Base | COGEN | 7.5 | 1983-08-18 | PG&E | LASSEN | BIG VALLEY LUMBER | BIG VALLEY LUMBER | TRUE
E0002 | AUBERRY ENERGY | A.K.A. AUBERRY ENERGY, INC. | WTE | BIOMASS | AG. & WOODWASTE |  | 7.5 | Base | COGEN | 9 | 1985-01-01 | PG&E | FRESNO | AUBERRY ENERGY INC | AUBERRY ENERGY INC. | TRUE
E0004 | SIERRA PACIFIC IND. (LINCOLN) | LINCOLN COGENERATION | WTE | BIOMASS | WOODWASTE | FUEL CELL | 7.5 | Base | COGEN | 11.5 | 1986-06-03 | PG&E | PLACER | SIERRA PACIFIC INDUSTRIES | SIERRA PACIFIC INDUSTRIES | TRUE
E0026 | COLLINS PINE |  | WTE | BIOMASS | WOODWASTE | COGENERATION | 12 | Base | COGEN | 12 | 1967-01-01 | PG&E | PLUMAS | COLLINS PINE CO. | COLLINS PINE COMPARY | TRUE
E0089 | SOLEDAD ENERGY |  | WTE | BIOMASS | WOODWASTE |  | 12 | Base | NOT COGEN | 12 | 1989-12-22 | PG&E | MONTEREY | SOLEDAD ENERGY PARTNERSHIP | WESTERN ELECTRIC POWER CORP | TRUE
E0097 | ULTRAPOWER (BLUE LAKE) | A.K.A. ULTRAPOWER 3, JOINT VENTURE | WTE | BIOMASS | WOODWASTE | GRATE BOILER | 11.4 | Base | NOT COGEN | 12 | 1985-07-03 | PG&E | HUMBOLDT | ULTRA CONSTELLATION OPERATING SERVICES | ULTRAPOWER RINCON | TRUE
E0056 | OGDEN POWER PACIFIC, INC. (MT. LASSEN) | MT. LASSEN POWER | WTE | BIOMASS | WOODWASTE |  | 10.5 | Base | COGEN | 13.4 | 1984-10-11 | PG&E | LASSEN | PACIFIC ENERGY, MT LASSEN POWER | PLES AND ULTRASYSTEMS | TRUE
E0006 | OGDEN POWER PACIFIC, INC. (BURNEY) | BURNEY MOUNTAIN POWER | WTE | BIOMASS | WOODWASTE |  | 9.75 | Base | COGEN | 13.4 | 1984-08-15 | PG&E | SHASTA | PACIFIC ENERGY | OGDEN ENERGY GROUP, INC. | TRUE
E0039 | GEORGIA PACIFIC CORP. | A.K.A. GEORGIA PACIFIC WEST INC. | WTE | BIOMASS | WOODWASTE |  | 15 | Base | NOT COGEN | 15 | 1980-06-01 | PG&E | MENDOCINO | GEORGIA PACIFIC CORP | GEORGIA PACIFIC CORP | TRUE
E0082 | SIERRA PACIFIC IND. (SUSANVILLE) |  | WTE | BIOMASS | WOODWASTE | FIXED CRATE | 14.34 | Base | COGEN | 15 | 1981-10-05 | PG&E | LASSEN | SIERRA PACIFIC INDUSTRIES | SIERRA PACIFIC INDUSTRIES | TRUE
E0051 | WHEELABRATOR MARTELL INC. | WHEELABRATOR MARTELL INC. | WTE | BIOMASS | WOODWASTE | GRATE BOILER | 18 | Base | COGEN | 18 | 1986-03-13 | PG&E | AMADOR | OPERATIONAL ENERGY CORPORATION | WHEELABRATOR MARTELL INC. | TRUE
E0164 | GEORGIA PACIFIC (MARTELL) |  | WTE | BIOMASS | WOODWASTE |  | 9 | Base | NOT COGEN | 18 | 1986-01-01 | PG&E | AMADOR | GEORGIA PACIFIC CORP | WHEELABRATOR | FALSE
E0064 | OGDEN POWER PACIFIC (OROVILLE) | PACIFIC OROVILLE POWER INC. | WTE | BIOMASS | AG. & WOODWASTE |  | 18 | Base | NOT COGEN | 18.75 | 1985-09-26 | PG&E | BUTTE | PACIFIC ENERGY | OGDEN ENERGY GROUP, INC. | TRUE
E0037 | FAIRHAVEN POWER CO. |  | WTE | BIOMASS | WOODWASTE | GRATE BOILER | 17.25 | Base | NOT COGEN | 18.75 | 1983-04-28 | PG&E | HUMBOLDT | FAIRHAVEN POWER CO | FAIRHAVEN POWER COMPANY | TRUE
E0100 | OGDEN POWER PACIFIC, INC. (CHINESE STATEION) | A.K.A. PACIFIC-ULTRAPOWER CHINESE STATION | WTE | BIOMASS | WOODWASTE |  | 22 | Base | NOT COGEN | 19.8 | 1986-06-04 | PG&E | TUOLUMNE | ULTRA CONSTELLATION OPERATING SERVICES | PAC. ENERGY, ULTRASYSTEM, CONSTELLATION | TRUE
E0078 | SIERRA PACIFIC IND. (BURNEY) |  | WTE | BIOMASS | WOODWASTE | FIXED GRATE | 20 | Base | COGEN | 20 | 1986-11-04 | PG&E | SHASTA | SIERRA PACIFIC INDUSTRIES | SIERRA PACIFIC INDUSTRIES | TRUE
E0096 | THERMAL ENERGY DEV. CORP. | A.K.A. TRACY BIOMASS PLANT | WTE | BIOMASS | AG. & WOODWASTE |  | 21 | Base | NOT COGEN | 21 | 1990-04-26 | PG&E | SAN JOAQUIN | TRACY OPERATORS | COMMUNITY ENERGY ALTERNATIVES, INC (CEA) | TRUE
E0063 | PACIFIC LUMBER COMPANY |  | WTE | BIOMASS | WOODWASTE | GRATE BOILER | 20 | Base | COGEN | 25 | 1986-03-22 | PG&E | HUMBOLDT | PACIFIC LUMBER CO. | PACIFIC LUMBER COMPANY | TRUE
E0102 | WADHAM ENERGY LTD. PART. | WADHAM ENERGY LIMITED PARTNERSHIP | WTE | BIOMASS | AG. WASTE |  | 26.5 | Base | NOT COGEN | 26.5 | 1989-03-24 | PG&E | COLUSA | UAE ENERGY OPERATIONS CORP. | WADHAM ENERGY LIMITED PARTNERSHIP | TRUE
E0081 | SIERRA PACIFIC IND. (QUINCY) |  | WTE | BIOMASS | WOODWASTE | FIXED & TRAVELING GRATE | 20 | Base | COGEN | 27.5 | 1983-01-14 | PG&E | PLUMAS | SIERRA PACIFIC INDUSTRIES | SIERRA PACIFIC INDUSTRIES | TRUE
E0088 | HUMBOLDT PULP MILL |  | WTE | BIOMASS | WOODWASTE, HOG FUEL, |  | 27.9 | Base | COGEN | 27.9 | 1982-08-23 | PG&E | HUMBOLDT |  |  | TRUE
E0098 | RIO BRAVO FRESNO |  | WTE | BIOMASS | AG. & WOODWASTE |  | 24.3 | Base | NOT COGEN | 28 | 1988-07-20 | PG&E | FRESNO | CONSTELLATION OPERATING SERVICES | CONSTELLATION ENERGY, CHRYSLER CORP | TRUE
E0099 | RIO BRAVO ROCKLIN |  | WTE | BIOMASS | WOODWASTE |  | 24.4 | Base | NOT COGEN | 28 | 1989-06-09 | PG&E | PLACER | ULTRAPOWER-ROCKLIN, UC OPERATING SERVICE | CONSTELLATION ENERGY, CHRYSLER, PITNEY | TRUE
E0052 | MENDOTA BIOMASS POWER |  | WTE | BIOMASS | AG. & WOODWASTE | FLUIDIZED BOILE BIOMASS & NATURAL GAS | 25 |  | COGEN | 30 | 1989-06-29 | PG&E | FRESNO | MENDOTA BIOMASS POWER | THERMO ECOTEK | TRUE
E0105 | WOODLAND BIOMASS | WOODLAND BIOMASS POWER, LTD. | WTE | BIOMASS | AG. & WOODWASTE |  | 25 | Base | NOT COGEN | 30 | 1989-08-31 | PG&E | YOLO | WOODLAND BIOMASS POWER, THERMOELECTRON | THERMO ECOTEK | TRUE
E0005 | BURNEY FOREST PRODUCTS | A.K.A. DELWEST SAW MILL COGEN | WTE | BIOMASS | WOODWASTE |  | 31 | Base | COGEN | 31 | 1989-10-17 | PG&E | SHASTA | DELMARA OPERATING SERVICES (DOSC) | BURNEY FOREST PRODUCTS | TRUE
E0041 | HI POWER | A.K.A. HONEY LAKE POWER COMPANY | WTE | BIOMASS | WOODWASTE |  | 36 | Base | COGEN | 35 | 1989-07-26 | PG&E | LASSEN | OPERATIONAL ENERGY CORP. | HL POWER CO. | TRUE
E0086 | WHEELABRATOR SHASTA |  | WTE | BIOMASS | WOODWASTE |  | 54.9 | Base | COGEN | 54.9 | 1987-10-30 | PG&E | SHASTA | WHEELABRATOR SHASTA ENERGY COMPANY INC. | WHEELABRATOR SHASTA ENERGY COMPANY, INC. | TRUE
C0009 | GWF POWER SYSTEMS SITE #2 |  | COAL | COAL | PET COKE, CRUDE OIL | FLUIDIZED BOILER | 17.74 | Base | NOT COGEN | 17.74 | 1989-12-22 | PG&E | CONTRA COSTA | GWF POWER SYSTEMS | GWF POWER SYSTEMS | TRUE
C0012 | GWF POWER SYSTEMS SITE #5 |  | COAL | COAL | PET COKE, CRUDE OIL | FLUIDIZED BOILER | 17.74 | Base | NOT COGEN | 17.74 | 1990-03-17 | PG&E | CONTRA COSTA | GWF POWER SYSTEMS | GWF POWER SYSTEMS | TRUE
C0008 | GWF POWER SYSTEMS SITE #1 |  | COAL | COAL | PET COKE, CRUDE OIL | FLUIDIZED BOILER | 19.56 | Base | NOT COGEN | 19.56 | 1990-12-07 | PG&E | CONTRA COSTA | GWF POWER SYSTEMS | GWF POWER SYSTEMS | TRUE
C0010 | GWF POWER SYSTEMS SITE #3 | A.K.A. WILBUR WEST POWER PLANT | COAL | COAL | PET COKE, CRUDE OIL |  | 19.56 | Base | NOT COGEN | 19.56 | 1990-08-27 | PG&E | CONTRA COSTA | GWF POWER SYSTEMS | GWF POWER SYSTEMS | TRUE
C0011 | GWF POWER SYSTEMS SITE #4 | A.K.A. WILBUR EAST POWER PLANT | COAL | COAL | PET COKE, CRUDE OIL | FLUIDIZED BOILER | 20 | Base | NOT COGEN | 20 | 1989-10-10 | PG&E | CONTRA COSTA | GWF POWER SYSTEMS | GWF POWER SYSTEMS | TRUE
C0007 | HANFORD L.P. | A.K.A. HANFORD COGEN | COAL | COAL | PETROLEUM COKE, CRUD |  | 23 | Base | COGEN | 23 | 1990-09-26 | PG&E | KINGS | GWF POWER SYSTEMS | GWF POWER SYSTEMS | TRUE
C0022 | RIO BRAVO POSO | A.K.A. ULTRAPOWER (OGLE) | COAL | COAL | COAL |  | 37 | Base | COGEN | 37 | 1989-09-27 | PG&E | KERN | ULTRA CONSTELLATION OPERATING SERVICES | RIO BRAVO REFINING | TRUE
C0004 | PORT OF STOCKTON DISTRICT ENERGY | POSDEF | COAL | COAL | DISTILLATE |  | 44 | Base | COGEN | 44 | 1987-12-07 | PG&E | SAN JOAQUIN | SITHE ENERGY | PPOSDEF POWER CO. | TRUE
C0016 | MT. POSO COGEN |  | COAL | COAL | EOR, NATURAL GAS | CIRCULATING FLUIDIZED BED COMBUSTOR | 49.5 | Base | COGEN | 49.5 | 1989-04-01 | PG&E | KERN | PYRO-PACIFIC OPERATING CO. | Pyro-Pacific Operating Co. | TRUE
C0021 | STOCKTON COGEN COMPANY |  | COAL | COAL | NATURAL GAS |  | 49.9 | Base | COGEN | 49.9 | 1988-02-27 | PG&E | SAN JOAQUIN | AIR PRODUCTS & CHEMICALS | AIR PRODUCTS & CHEMICALS (MAIN OFFICE) | TRUE
T0054 | WINEAGLE DEVELOPERS 1 | A.K.A. RAMCO or WINEAGLE I | GEOTHERMAL | GEOTHERMAL | HYDROTHERMAL | BINARY | 0.7 | Base | NOT COGEN | 0.7 | 1985-06-11 | PG&E | LASSEN | BARBER-NICHOLS ENGINEERING | WINEAGLE DEVELOPMENT, LP | TRUE
T0001 | AMEDEE GEOTHERMAL VENTURE I |  | GEOTHERMAL | GEOTHERMAL | HYDROTHERMAL | BINARY | 1.6 | Base | NOT COGEN | 1.6 | 1988-09-11 | PG&E | LASSEN | BARBER-NICHOLS ENGINEERING | AMEDEE GEOTHERMAL VENTURE 1 | TRUE
T0005 | CALPINE GEYSER CO. L.P. (KW#1) | BEAR CANYON KILOWATT #1/CALPINE G | GEOTHERMAL | GEOTHERMAL | DRY STEAM |  | 10 | Base | NOT COGEN | 10 | 1988-09-06 | PG&E | LAKE | CALPINE | CALPINE | TRUE
T0006 | CALPINE GEYSER CO. L.P. (KW#2) | BEAR CANYON KILOWATT #2/CALPINE G | GEOTHERMAL | GEOTHERMAL | DRY STEAM |  | 10 | Base | NOT COGEN | 10 | 1988-09-02 | PG&E | LAKE | CALPINE | CALPINE | TRUE
T0023 | GEOTHERMAL ENERGY PARTNERS 1 |  | GEOTHERMAL | GEOTHERMAL | DRY STEAM |  | 10 | Base | NOT COGEN | 10 | 1989-06-16 | PG&E | SONOMA | CALPINE | GEOTHERMAL ENERGY PARTNERS | TRUE
T0076 | GEOTHERMAL ENERGY PARTNERS 2 |  | GEOTHERMAL | GEOTHERMAL | DRY STEAM |  | 10 | Base | NOT COGEN | 10 | 1989-05-28 | PG&E | SONOMA | CALPINE | GEOTHERMAL ENERGY PARTNERS | TRUE
T0007 | CALPINE GEYSER CO. L.P. (WFF) | WEST FORD FLAT/CALPINE GEYSERS CO | GEOTHERMAL | GEOTHERMAL | DRY STEAM |  | 30 | Base | NOT COGEN | 27 | 1988-12-11 | PG&E | LAKE | CALPINE | CALPINE | TRUE
T0060 | CALPINE GEOTHERMAL UNIT 13 | A.K.A. PG&E #13 | GEOTHERMAL | GEOTHERMAL | DRY STEAM | STEAM TURBINE, | 133 | Base | NOT COGEN | 40 | 1980-05-15 | PG&E | LAKE | PG&E | PG&E | FALSE
T0059 | CALPINE GEOTHERMAL UNIT 12 | A.K.A. PG&E #12 | GEOTHERMAL | GEOTHERMAL | DRY STEAM | STEAM TURBINE, | 106 | Base | NOT COGEN | 40 | 1979-03-01 | PG&E | SONOMA | PG&E | PG&E | FALSE
T0028 | CALPINE GEOTHERMAL UNIT 17 | A.K.A. PG&E #17 | GEOTHERMAL | GEOTHERMAL | DRY STEAM | STEAM TURBINE, | 113 | Base | NOT COGEN | 45 | 1982-12-18 | PG&E | SONOMA | CALPINE | CALPINE | FALSE
T0029 | CALPINE GEOTHERMAL UNIT 18 | A.K.A. PG&E #18 | GEOTHERMAL | GEOTHERMAL | DRY STEAM | STEAM TURBINE, | 113 | Base | NOT COGEN | 59 | 1983-02-15 | PG&E | SONOMA | CALPINE | CALPINE | FALSE
T0061 | CALPINE GEOTHERMAL UNIT 14 | A.K.A. PG&E #14 | GEOTHERMAL | GEOTHERMAL | DRY STEAM | STEAM TURBINE, | 109 | Base | NOT COGEN | 60 | 1980-09-12 | PG&E | SONOMA | PG&E | PG&E | FALSE
T0058 | CALPINE GEOTHERMAL UNIT 11 | A.K.A. PG&E #11 | GEOTHERMAL | GEOTHERMAL | DRY STEAM | STEAM TURBINE, | 106 | Base | NOT COGEN | 65 | 1975-05-31 | PG&E | SONOMA | PG&E | PG&E | FALSE
T0027 | CALPINE GEOTHERMAL UNIT 16 | A.K.A. PG&E #16 | GEOTHERMAL | GEOTHERMAL | DRY STEAM | STEAM TURBINE, | 113 | Base | NOT COGEN | 71 | 1985-10-01 | PG&E | LAKE | CALPINE | CALPINE | FALSE
T0070 | SONOMA /CALPINE GEYSER | SMUDGEO #1 | GEOTHERMAL | GEOTHERMAL | DRY STEAM |  | 72 | Base | NOT COGEN | 72 | 1983-12-01 | PG&E | LAKE | CALPINE | CALPINE | TRUE
T0055 | CALPINE GEOTHERMAL UNIT 5/6 | A.K.A. PG&E #5-#6 | GEOTHERMAL | GEOTHERMAL | DRY STEAM | STEAM TURBINE, | 106 | Base | NOT COGEN | 78 | 1971-12-15 | PG&E | SONOMA | PG&E | PG&E | FALSE
T0050 | CALISTOGA GEOTHERMAL PARTNERS, L.P. | CALISTOGA GEOTHERMAL PARTNERS, L.P. | GEOTHERMAL | GEOTHERMAL | DRY STEAM |  | 80 | Base | NOT COGEN | 80 | 1984-03-14 | PG&E | LAKE | SANTA FE GEOTHERMAL INC. | FPL ENERGY, INC. | TRUE
T0040 | GEOTHERMAL 2 | NCPA 2 | GEOTHERMAL | GEOTHERMAL | DRY STEAM |  | 120 | Base | NOT COGEN | 110 | 1985-10-01 | PG&E | LAKE | NCPA | NCPA (65.87%), CSC (34.13%) | FALSE
T0039 | GEOTHERMAL 1 | NCPA 1 | GEOTHERMAL | GEOTHERMAL | DRY STEAM |  | 118 | Base | NOT COGEN | 110 | 1982-02-01 | PG&E | LAKE | NCPA | NCPA (45.35%), CSC(54.65%) | FALSE
T0056 | GEYSERS #7-#8 | A.K.A. PG&E #7-#8 | GEOTHERMAL | GEOTHERMAL | DRY STEAM | STEAM TURBINE, | 106 | Base | NOT COGEN | 118.8 | 1972-08-18 | PG&E | SONOMA | PG&E | PG&E | FALSE
T0057 | GEYSERS #9-#10 | A.K.A. PG&E #9-#10 | GEOTHERMAL | GEOTHERMAL | DRY STEAM | STEAM TURBINE, | 106 | Base |  | 118.8 | 1973-10-15 | PG&E | SONOMA | PG&E | PG&E | FALSE
T0030 | GEYSERS #20 | A.K.A. PG&E #20 | GEOTHERMAL | GEOTHERMAL | DRY STEAM | STEAM TURBINE, | 113 | Base | NOT COGEN | 124 | 1985-10-01 | PG&E | SONOMA | CALPINE | CALPINE | FALSE
T0008 | COLDWATER CREEK |  | GEOTHERMAL | GEOTHERMAL | DRY STEAM |  | 123.6 | Base | NOT COGEN | 130 | 1988-06-01 | PG&E | SONOMA | CCPA | CCPA (CSC 10%, MID 40%, SMUD 50%) | FALSE
H0128 | DAVID O. HARDE | LANDIS-HARDE HYDROELECTRIC PROJEC | HYDROELECTRIC | HYDRO | HYDRO |  | 0.1 | Hydro | NOT COGEN | 0.1 | 1992-11-18 | PG&E | EL DORADO |  | DAVID D. HARDE | TRUE
H0223 | HAT CREEK HEREFORD RANCH |  | HYDROELECTRIC | HYDRO | HYDRO |  | 0.1 | Hydro | NOT COGEN | 0.1 | 1982-12-09 | PG&E | SHASTA |  | ROBERT THOMPSON | TRUE
H0368 | SWISS AMERICA | A.K.A. BELL POWERHOUSE | HYDROELECTRIC | HYDRO | HYDRO |  | 0.1 | Hydro | NOT COGEN | 0.1 | 1985-12-23 | PG&E | PLACER |  | SWISS-AMERICAN CO | TRUE
H0504 | SUTTER'S MILL HYDRO |  | HYDROELECTRIC | HYDRO | HYDRO |  | 0.15 | Hydro | NOT COGEN | 0.125 | 1985-06-26 | PG&E | SHASTA |  | FRED N SUTTER, JR. | TRUE
H0053 | YUBA COUNTY WATER AGENCY | A.K.A. BULLARDS BAR or FISH POWER | HYDROELECTRIC | HYDRO | HYDRO | HYDRO, WATER | 0.15 | Hydro | NOT COGEN | 0.2 | 1986-09-30 | PG&E | YUBA | YCWA | YCWA | TRUE
H0469 | SCHAADS HYDROELECTRIC FACILITY |  | HYDROELECTRIC | HYDRO | HYDRO |  | 0.23 | Hydro | NOT COGEN | 0.215 | 1986-02-18 | PG&E | CALAVERAS |  |  | TRUE
H0396 | SIERRA ENERGY COMPANY | A.K.A. POND & DARDANELLES CREEK | HYDROELECTRIC | HYDRO | HYDRO |  | 0.2 | Hydro | NOT COGEN | 0.25 | 1988-01-11 | PG&E | EL DORADO |  | ROBERT T. SUTER | TRUE
H0109 | NID/COMBIE NORTH | COMBIE NORTH | HYDROELECTRIC | HYDRO | HYDRO | HYDRO | 0.33 | Hydro | NOT COGEN | 0.3 | 1988-03-24 | PG&E | PLACER |  | NID | TRUE
H0018 | LOFTON RANCH HYDROELECTRIC |  | HYDROELECTRIC | HYDRO | HYDRO |  | 0.3 | Hydro | NOT COGEN | 0.3 | 1983-11-14 | PG&E | SHASTA |  | RUGRAW, INC. | TRUE
H0403 | BES HYDRO, INC. |  | HYDROELECTRIC | HYDRO | HYDRO |  | 0.4 | Hydro | NOT COGEN | 0.32 | 1987-09-30 | PG&E | MENDOCINO |  | BES HYDRO CO | TRUE
H0010 | ARBUCKLE MOUNTAIN HYDRO LLC |  | HYDROELECTRIC | HYDRO | HYDRO |  | 0.36 | Hydro | NOT COGEN | 0.325 | 1986-12-01 | PG&E | SHASTA |  | CONSOLIDATED HYDRO, INC. (CHI) | TRUE
H0051 | BUCKEYE 82 INVESTORS |  | HYDROELECTRIC | HYDRO | HYDRO | HYDRO | 0.375 | Hydro | NOT COGEN | 0.347 | 1983-05-24 | PG&E | EL DORADO |  |  | TRUE
H0506 | T&G HYDRO |  | HYDROELECTRIC | HYDRO | HYDRO |  | 0.34 | Hydro | NOT COGEN | 0.35 | 1984-10-15 | PG&E | SHASTA |  | T & G HYDRO | TRUE
H0286 | LEWISTON |  | HYDROELECTRIC | HYDRO | HYDRO | HYDRO WATER | 0.4 | Hydro | NOT COGEN | 0.4 | 1964-01-01 | PG&E | TRINITY | USBR | USBR | FALSE
H0448 | SAN JOAQUIN 1A |  | HYDROELECTRIC | HYDRO | HYDRO | HYDRO,WATER | 0.4 | Hydro | NOT COGEN | 0.4 | 1919-03-01 | PG&E | MADERA |  | PG&E | FALSE
H0309 | MADERA CANAL STATION 1302 | STATION 1302+10 MADERA-CHOWCHILLA | HYDROELECTRIC | HYDRO | HYDRO |  | 0.424 | Hydro | NOT COGEN | 0.424 | 1986-04-16 | PG&E | MADERA |  | MCPA | TRUE
H0429 | HENWOOD ASSOCIATES | SALMON CREEK HYDROELECTRIC PROJEC | HYDROELECTRIC | HYDRO | HYDRO |  | 0.594 | Hydro | NOT COGEN | 0.5 | 1984-11-28 | PG&E | SIERRA |  | HESI | TRUE
H0235 | HIGH LINE | HIGHLINE CANAL | HYDROELECTRIC | HYDRO | HYDRO | HYDRO,WATER | 0.5 | Hydro | NOT COGEN | 0.5 | 1989-03-01 | PG&E | GLENN |  | CSC | FALSE
H0239 | SNOW MOUNTAIN HYDRO LLC (LOST CREE 2) |  | HYDROELECTRIC | HYDRO | HYDRO |  | 0.5 | Hydro | NOT COGEN | 0.5 | 1989-06-15 | PG&E | SHASTA | HIGHLAND HYDRO CONSTRUCTION | HIGHLAND HYDRO CONSTRUCTION | TRUE
H0305 | MADERA CANAL (1174 + 84) | STATION 1174+84 MADERA-CHOWCHILLA | HYDROELECTRIC | HYDRO | HYDRO |  | 0.563 | Hydro | NOT COGEN | 0.563 | 1986-04-11 | PG&E | MADERA |  | MCPA | TRUE
H0086 | EAGLE HYDRO | CANYON CREEK | HYDROELECTRIC | HYDRO | HYDRO |  | 0.55 | Hydro | NOT COGEN | 0.6 | 1985-12-23 | PG&E | EL DORADO |  | EAGLE HYDRO PTNSP | TRUE
H0140 | RUGRAW, INC. (DIGGER CREEK) |  | HYDROELECTRIC | HYDRO | HYDRO |  | 0.6 | Hydro | NOT COGEN | 0.65 | 1983-05-18 | PG&E | TEHAMA |  | RUGRAW INC | TRUE
H0480 | SILVER SPRINGS (MEGA RENEWABLES) |  | HYDROELECTRIC | HYDRO | HYDRO |  | 0.6 | Hydro | NOT COGEN | 0.7 | 1987-08-15 | PG&E | SHASTA |  | MEGA RENEWABLES | TRUE
H0228 | PLACER COUNTY WATER AGENCY | HELL HOLE POWERHOUSE | HYDROELECTRIC | HYDRO | HYDRO |  | 0.5 | Hydro | NOT COGEN | 0.725 | 1983-04-30 | PG&E | PLACER |  | PCWA | TRUE
H0556 | PAN PACIFIC HYDRO WEBER FLAT PROJ |  | HYDROELECTRIC | HYDRO | HYDRO |  | 0.975 | Hydro | NOT COGEN | 0.8 | 1984-01-11 | PG&E | TRINITY |  | PAN PACIFIC HYDRO INC | TRUE
H0347 | NID/SCOTTS FLAT |  | HYDROELECTRIC | HYDRO | HYDRO | HYDRO, WATER | 0.85 | Hydro | NOT COGEN | 0.825 | 1984-12-14 | PG&E | NEVADA |  | NID | TRUE
H0300 | RETA (CANAL CREEK) | A.K.A. CANAL CREEK (UPPER GORGE) | HYDROELECTRIC | HYDRO | HYDRO | HYDRAULIC TURBINE-PIPELINE, WATER | 0.9 | Hydro | NOT COGEN | 0.9 | 1982-11-01 | PG&E | MERCED |  | MEID | TRUE
H0301 | FAIRFIELD | A.K.A. FAIRFIELD CANAL OR PAPAZIAN (FAIRFIELD) | HYDROELECTRIC | HYDRO | HYDRO | HYDRAULIC TURBINE-PIPELINE | 0.9 | Hydro | NOT COGEN | 0.9 | 1983-08-02 | PG&E | MERCED |  | MEID | TRUE
H0306 | MADERA CANAL (1923) | STATION 1923+10 MADERA-CHOWCHILLA | HYDROELECTRIC | HYDRO | HYDRO |  | 0.925 | Hydro | NOT COGEN | 0.916 | 1986-04-01 | PG&E | MADERA |  | MCPA | TRUE
H0329 | MILL AND SULPHUR CREEK PROJECT |  | HYDROELECTRIC | HYDRO | HYDRO |  | 0.995 | Hydro | NOT COGEN | 0.995 | 1988-02-23 | PG&E | HUMBOLDT |  | MILLS & SULPHUR CREEK POWER PLANT PNSP | TRUE
H0292 | LASSEN STATION/CAMP CREEK |  | HYDROELECTRIC | HYDRO | HYDRO |  | 0.99 | Hydro | NOT COGEN | 0.995 | 1986-05-22 | PG&E | BUTTE |  | LASSEN STATION HYDROELECTRIC LP | TRUE
H0273 | KINGS RIVER HYDRO CO. | KINGS RIVER SIPHON | HYDROELECTRIC | HYDRO | HYDRO |  | 1 | Hydro | NOT COGEN | 1 | 1990-08-19 | PG&E | FRESNO |  | ORANGE COVE IRRIGATION DISTRICT | TRUE
H0320 | MEGA HYDRO #1 | CLOVER CREEK (HYDRO PARTNERS) | HYDROELECTRIC | HYDRO | HYDRO |  | 1 | Hydro | NOT COGEN | 1 | 1986-02-21 | PG&E | SHASTA | UTILICO GROUP, INC. | MEGA HYDRO INC | TRUE
H0572 | UNITED HYDRO (WOLFSEN BYPASS) |  | HYDROELECTRIC | HYDRO | HYDRO |  | 1 | Hydro | NOT COGEN | 1 | 1986-02-01 | PG&E | MERCED |  | CCID | TRUE
H0544 | BROWNS VALLEY IRRIGATION DISTRICT | A.K.A. VIRGINIA RANCH DAM | HYDROELECTRIC | HYDRO | HYDRO |  | 0.995 | Hydro | NOT COGEN | 1 | 1984-06-29 | PG&E | YUBA |  | BVID | TRUE
H0104 | COAL CANYON |  | HYDROELECTRIC | HYDRO | HYDRO | HYDRO, WATER | 0.9 | Hydro | NOT COGEN | 1 | 1907-12-01 | PG&E | BUTTE |  | PG&E | FALSE
H0120 | CRANE VALLEY |  | HYDROELECTRIC | HYDRO | HYDRO | HYDRO, WATER | 0.9 | Hydro | NOT COGEN | 1 | 1919-07-01 | PG&E | MADERA |  | PG&E | FALSE
H0546 | VOLTA 2 |  | HYDROELECTRIC | HYDRO | HYDRO | HYDRO,WATER | 0.9 | Hydro | NOT COGEN | 1 | 1981-10-01 | PG&E | SHASTA |  | PG&E | FALSE
H0237 | SNOW MOUNTAIN HYDRO (PONDEROSA BAILY) |  | HYDROELECTRIC | HYDRO | HYDRO |  | 1.1 | Hydro | NOT COGEN | 1.1 | 1990-02-26 | PG&E | SHASTA | HIGHLAND HYDRO CONSTRUCTION | HIGHLAND HYDRO CONSTRUCTION | TRUE
H0349 | NELSON CREEK HYDROELECTRIC |  | HYDROELECTRIC | HYDRO | HYDRO |  | 1.1 | Hydro | NOT COGEN | 1.1 | 1988-12-19 | PG&E | SHASTA |  | NELSON CREEK POWER INC | TRUE
H0427 | STS HYDROPOWER LTD (KANAKA) | A.K.A. KANAKA HYDRO PROJECT | HYDROELECTRIC | HYDRO | HYDRO |  | 1.1 | Hydro | NOT COGEN | 1.2 | 1989-02-13 | PG&E | BUTTE | STS HYDROPOWER LTD | STS HYDROPOWER, LTD | TRUE
H0118 | COW CREEK |  | HYDROELECTRIC | HYDRO | HYDRO | HYDRO, WATER | 1.8 | Hydro | NOT COGEN | 1.4 | 1907-08-01 | PG&E | SHASTA |  | PG&E | FALSE
H0238 | SNOW MOUNTAIN HYDRO LLC (LOST CREE 1) |  | HYDROELECTRIC | HYDRO | HYDRO |  | 1.4 | Hydro | NOT COGEN | 1.4 | 1989-10-09 | PG&E | SHASTA | HIGHLAND HYDRO CONSTRUCTION | HIGHLAND HYDRO CONSTRUCTION | TRUE
H0364 | OAK FLAT |  | HYDROELECTRIC | HYDRO | HYDRO | HYDRO, WATER | 1.3 | Hydro | NOT COGEN | 1.4 | 1985-11-01 | PG&E | PLUMAS |  | PG&E | FALSE
H0008 | ANGELS |  | HYDROELECTRIC | HYDRO | HYDRO | HRDRO, WATER | 1 | Hydro | NOT COGEN | 1.4 | 1940-01-01 | PG&E | CALAVERAS |  | UTICA POWER AUTHIORITY | FALSE
H0547 | WEA BAKER CREEK PROJECT | A.K.A. BAKER CREEK PROJECT | HYDROELECTRIC | HYDRO | HYDRO |  | 1.5 | Hydro | NOT COGEN | 1.495 | 1987-12-10 | PG&E | HUMBOLDT |  | ALBERT HUNT & BAKER STATON ASSOCIATION | TRUE
H0054 | NID/COMBIE SOUTH |  | HYDROELECTRIC | HYDRO | HYDRO | HYDRO | 1.5 | Hydro | NOT COGEN | 1.5 | 1984-04-26 | PG&E | PLACER |  | NID | TRUE
H0383 | PHOENIX |  | HYDROELECTRIC | HYDRO | HYDRO | HYDRO, WATER | 2 | Hydro | NOT COGEN | 1.6 | 1940-02-01 | PG&E | TUOLUMNE |  | PG&E | FALSE
H0056 | BURGESS, NORMAN ROSS | A.K.A. BLUFORD CREEK or THREE FORKS WATER POWER PROJECT | HYDROELECTRIC | HYDRO | HYDRO |  | 1.25 | Hydro | NOT COGEN | 1.625 | 1984-12-28 | PG&E | TRINITY |  | BURGESS, M&N | TRUE
H0323 | MEGA RENEWABLES (BIDWELL DITCH) |  | HYDROELECTRIC | HYDRO | HYDRO |  | 2 | Hydro | NOT COGEN | 1.8 | 1987-02-22 | PG&E | SHASTA |  | MEGA RENEWABLES | TRUE
H0518 | TOADTOWN |  | HYDROELECTRIC | HYDRO | HYDRO | HYDRO,water | 1.5 | Hydro | NOT COGEN | 1.8 | 1986-04-01 | PG&E | BUTTE |  | PG&E | FALSE
H0310 | MADERA CHOWCHILLA | STATION 980+65 MADERA-CHOWCHILLA | HYDROELECTRIC | HYDRO | HYDRO |  | 1.8 | Hydro | NOT COGEN | 1.835 | 1985-02-02 | PG&E | MADERA |  | MCPA | TRUE
H0005 | ALTA |  | HYDROELECTRIC | HYDRO | HYDRO | HYDRO, WATER | 2 | Hydro | NOT COGEN | 2 | 1902-11-01 | PG&E | PLACER |  | PG&E | FALSE
H0241 | HUMBOLDT BAY MWD | A.K.A. GOSSELIN HYDROELECTRIC PLANT, HUMBOLDT | HYDROELECTRIC | HYDRO | HYDRO |  | 2 | Hydro | NOT COGEN | 2 | 1983-04-10 | PG&E | TRINITY |  |  | TRUE
H0287 | LIME SADDLE |  | HYDROELECTRIC | HYDRO | HYDRO | HYDRO WATER | 2 | Hydro | NOT COGEN | 2 | 1906-08-01 | PG&E | BUTTE |  | PG&E | FALSE
H0322 | MEGA RENEWABLES (ROARING CRK) | ROARING CREEK (MEGA RENEWABLES) | HYDROELECTRIC | HYDRO | HYDRO |  | 2 | Hydro | NOT COGEN | 2 | 1986-12-05 | PG&E | SHASTA |  | ROARING CREEK RANCH MEGA RENEWABLES | TRUE
H0362 | YUBA COUNTY WATER | A.K.A. CHALLENGE or DEADWOOD CREEK | HYDROELECTRIC | HYDRO | HYDRO | HYDRO | 2 | Hydro | NOT COGEN | 2 | 1990-01-29 | PG&E | YUBA | YCWA | YCWA | TRUE
H0576 | YOLO COUNTY FLOOD & WTD (CLEAR LAKE) | A.K.A. CLEAR LAKE HYDRO | HYDROELECTRIC | HYDRO | HYDRO |  | 2.5 | Hydro | NOT COGEN | 2.5 | 1985-09-07 | PG&E | LAKE |  | CATALYST ENERGY DEVELOPMENT | TRUE
H0485 | SONOMA COUNTY WATER AGENCY | WARM SPRINGS DAM | HYDROELECTRIC | HYDRO | HYDRO |  | 2.6 | Hydro | NOT COGEN | 2.6 | 1988-12-22 | PG&E | SONOMA |  | SCWA | TRUE
H0325 | MERCED ID (PARKER) | A.K.A. RICHARD B. PARKER | HYDROELECTRIC | HYDRO | HYDRO | HYDRAULIC TURBINR-PIPELINE WATER | 2.69 | Hydro | NOT COGEN | 2.7 | 1981-09-23 | PG&E | MERCED | MEID | MEID | TRUE
H0489 | SOUTH SAN JOAQUIN I.D | A.K.A.WOODWARD | HYDROELECTRIC | HYDRO | HYDRO |  | 2.85 | Hydro | NOT COGEN | 2.85 | 1982-04-16 | PG&E | STANISLAUS | TID | SSJID | TRUE
H0449 | SAN JOAQUIN 2 |  | HYDROELECTRIC | HYDRO | HYDRO | HYDRO,WATER | 3.2 | Hydro | NOT COGEN | 2.9 | 1917-09-01 | PG&E | MADERA |  | PG&E | FALSE
H0336 | MOCCASIN LOWHEAD |  | HYDROELECTRIC | HYDRO | HYDRO | HYDRO, WATER | 2.9 | Hydro | NOT COGEN | 2.9 | 1986-08-01 | PG&E | TUOLUMNE |  | HETCH HETCHY WATER & POWER (CCSF) | FALSE
H0271 | KILARC |  | HYDROELECTRIC | HYDRO | HYDRO | HYDRO WATER | 3.2 | Hydro | NOT COGEN | 3 | 1903-10-01 | PG&E | SHASTA |  | PG&E | FALSE
H0240 | SNOW MOUNTAIN HYDRO (BURNEY CREEK) |  | HYDROELECTRIC | HYDRO | HYDRO |  | 3 | Hydro | NOT COGEN | 3 | 1990-03-28 | PG&E | SHASTA | HIGHLAND HYDRO CONSTRUCTION | HIGHLAND HYDRO CONSTRUCTION | TRUE
H0422 | ROCK CREEK HYDRO |  | HYDROELECTRIC | HYDRO | HYDRO |  | 3 | Hydro | NOT COGEN | 3 | 1986-04-24 | PG&E | EL DORADO | KEATING & ASSOCIATES | ROCK CREEK LTD PNSP | TRUE
H0507 | TKO POWER (SOUTH FORK BEAR CREEK) | A.K.A. NICHOLS HYDRO PROJECT | HYDROELECTRIC | HYDRO | HYDRO |  | 3 | Hydro | NOT COGEN | 3 | 1986-01-15 | PG&E | SHASTA |  | TKO POWER INC | TRUE
H0243 | INDIAN VALLEY HYDRO |  | HYDROELECTRIC | HYDRO | HYDRO |  | 3.335 | Hydro | NOT COGEN | 3.335 | 1983-09-15 | PG&E | LAKE | INDIAN VALLEY HYDRO PARTNERS | CATALYST ENERGY DEVELOPMENT | TRUE
H0324 | MERCED FALLS |  | HYDROELECTRIC | HYDRO | HYDRO | HYDRO WATER | 3.5 | Hydro | NOT COGEN | 3.4 | 1930-07-01 | PG&E | MERCED |  | PG&E | FALSE
H0168 | EL DORADO HYDRO (MONTGOMERY CREEK |  | HYDROELECTRIC | HYDRO | HYDRO |  | 2.6 | Hydro | NOT COGEN | 3.4 | 1987-02-28 | PG&E | SHASTA |  | EL DORADO HYDRO | TRUE
H0346 | MURPHYS |  | HYDROELECTRIC | HYDRO | HYDRO | HYDRO, WATER | 4 | Hydro | NOT COGEN | 3.6 | 1953-12-01 | PG&E | CALAVERAS |  | UTICA POWER AUTHIORITY | FALSE
H0351 | NEVADA POWER AUTHORITY/BOWMAN POW |  | HYDROELECTRIC | HYDRO | HYDRO | HYDRO | 3.6 | Hydro | NOT COGEN | 3.6 | 1986-08-18 | PG&E | NEVADA |  | NID | TRUE
H0491 | SPAULDING 2 |  | HYDROELECTRIC | HYDRO | HYDRO | HYDRO,WATER | 4.4 | Hydro | NOT COGEN | 3.7 | 1928-07-01 | PG&E | NEVADA |  | PG&E | FALSE
H0497 | STAMPEDE |  | HYDROELECTRIC | HYDRO | HYDRO | RUN-OF-RIVER, WATER | 3.7 | Hydro | NOT COGEN | 3.7 | 1988-06-01 | PG&E | SIERRA | USBR | USBR | FALSE
H0450 | SAN JOAQUIN 3 |  | HYDROELECTRIC | HYDRO | HYDRO | HYDRO,WATER | 4.2 | Hydro | NOT COGEN | 4 | 1923-07-01 | PG&E | MADERA |  | PG&E | FALSE
H0341 | MONTEREY COUNTY RES AGENCY | NACIMIENTO HYDROELECTRIC PROJECT | HYDROELECTRIC | HYDRO | HYDRO |  | 3.75 | Hydro | NOT COGEN | 4.351 | 1987-07-13 | PG&E | SAN LUIS OBISPO |  | MONTEREY CO FC & WCD | TRUE
H0428 | STS HYDROPOWER LTD (KEKAWAKA) | A.K.A. KEKAWAKA HYDRO PROJECT | HYDROELECTRIC | HYDRO | HYDRO |  | 4.95 | Hydro | NOT COGEN | 4.95 | 1989-12-27 | PG&E | TRINITY | STS HYDROPOWER LTD | STS HYDROPOWER LTD | TRUE
H0236 | SNOW MOUNTAIN HYDRO (COVE) | F.K.A. COLDWATER | HYDROELECTRIC | HYDRO | HYDRO |  | 5 | Hydro | NOT COGEN | 5 | 1990-02-20 | PG&E | SHASTA | HIGHLAND HYDRO CONSTRUCTION | HIGHLAND HYDRO CONSTRUCTION | TRUE
H0371 | OLSEN POWER PARTNERS |  | HYDROELECTRIC | HYDRO | HYDRO |  | 5 | Hydro | NOT COGEN | 5 | 1990-01-03 | PG&E | SHASTA |  | OLSEN POWER PTNS | TRUE
H0500 | STONY GORGE |  | HYDROELECTRIC | HYDRO | HYDRO | HYDRO, WATER | 5 | Hydro | NOT COGEN | 5 | 1986-03-01 | PG&E | GLENN |  | CSC | FALSE
H0037 | BIG CREEK WATER WORKS, LTD |  | HYDROELECTRIC | HYDRO | HYDRO |  | 4.8 | Hydro | NOT COGEN | 5 | 1987-01-07 | PG&E | TRINITY |  | BIG CREEK WATER WORKS LTD | TRUE
H0488 | SOUTH SAN JOAQUIN I.D | FRANKENHEIMER | HYDROELECTRIC | HYDRO | HYDRO |  | 5.035 | Hydro | NOT COGEN | 5.035 | 1983-02-12 | PG&E | STANISLAUS | TID | SSJID | TRUE
H0218 | HAMILTON BRANCH |  | HYDROELECTRIC | HYDRO | HYDRO | HYDRO, WATER | 4.8 | Hydro | NOT COGEN | 5.4 | 1921-08-01 | PG&E | PLUMAS |  | PG&E | FALSE
H0133 | DEER CREEK |  | HYDROELECTRIC | HYDRO | HYDRO | HYDRO, WATER | 5.7 | Hydro | NOT COGEN | 5.5 | 1908-05-01 | PG&E | NEVADA |  | PG&E | FALSE
H0495 | SPRING GAP |  | HYDROELECTRIC | HYDRO | HYDRO | HYDRO,WATER | 7 | Hydro | NOT COGEN | 6 | 1921-09-01 | PG&E | TUOLUMNE |  | PG&E | FALSE
H0356 | NEW SPICER MEADOW | NEW SPICER | HYDROELECTRIC | HYDRO | HYDRO |  | 5.764 | Hydro | NOT COGEN | 6 | 1990-02-01 | PG&E | TUOLUMNE | NCPA | CCWD | FALSE
H0226 | HAYPRESS HYDROELECTRIC (LOWER) | HAYPRESS CREEK LOWER | HYDROELECTRIC | HYDRO | HYDRO |  | 6.1 | Hydro | NOT COGEN | 6.1 | 1989-04-11 | PG&E | SIERRA | NORTHWEST POWER COMPANY | HAYPRESS HYDROELECTRIC INC | TRUE
H0374 | OXBOW |  | HYDROELECTRIC | HYDRO | HYDRO | HYDRO,WATER | 6 | Hydro | NOT COGEN | 6.1 | 1966-10-01 | PG&E | EL DORADO |  | PCWA | FALSE
H0046 | BLACK BUTTE |  | HYDROELECTRIC | HYDRO | HYDRO | HYDRO, WATER | 6.2 | Hydro | NOT COGEN | 6.2 | 1988-10-01 | PG&E | TEHAMA |  | CITY OF SANTA CLARA | FALSE
H0092 | CENTERVILLE |  | HYDROELECTRIC | HYDRO | HYDRO | HYDRO, WATER | 6.4 | Hydro | NOT COGEN | 6.4 | 1900-05-01 | PG&E | BUTTE |  | PG&E | FALSE
H0492 | SPAULDING 3 |  | HYDROELECTRIC | HYDRO | HYDRO | HYDRO,WATER | 5.8 | Hydro | NOT COGEN | 6.6 | 1929-01-01 | PG&E | NEVADA |  | PG&E | FALSE
H0486 | SOUTH |  | HYDROELECTRIC | HYDRO | HYDRO | HYDRO,WATER | 7 | Hydro | NOT COGEN | 6.8 | 1979-12-01 | PG&E | TEHAMA |  | PG&E | FALSE
H0096 | CHILI BAR |  | HYDROELECTRIC | HYDRO | HYDRO | HYDRO, WATER | 7 | Hydro | NOT COGEN | 7 | 1965-03-01 | PG&E | EL DORADO |  | PG&E | FALSE
H0490 | SPAULDING 1 |  | HYDROELECTRIC | HYDRO | HYDRO | HYDRO,WATER | 7 | Hydro | NOT COGEN | 7 | 1928-05-01 | PG&E | NEVADA |  | PG&E | FALSE
H0244 | INSKIP |  | HYDROELECTRIC | HYDRO | HYDRO | HYDRO, WATER | 8 | Hydro | NOT COGEN | 7.7 | 1979-10-01 | PG&E | TEHAMA |  | PG&E | FALSE
H0321 | MEGA RENEWABLES (HATCHET CREEK) |  | HYDROELECTRIC | HYDRO | HYDRO |  | 7 | Hydro | NOT COGEN | 7.7 | 1987-01-05 | PG&E | SHASTA |  | MEGA RENEWABLES | TRUE
H0545 | VOLTA 1 |  | HYDROELECTRIC | HYDRO | HYDRO | HYDRO,WATER | 9 | Hydro | NOT COGEN | 8.6 | 1980-04-01 | PG&E | SHASTA |  | PG&E | FALSE
H0523 | TULE RIVER |  | HYDROELECTRIC | HYDRO | HYDRO | HYDRO,WATER | 6.4 | Hydro | NOT COGEN | 8.6 | 1914-01-01 | PG&E | TULARE |  | SCE | FALSE
H0227 | HAYPRESS HYDROELECTRIC (MIDDLE) | HAYPRESS CREEK(MIDDLE) | HYDROELECTRIC | HYDRO | HYDRO |  | 8.7 | Hydro | NOT COGEN | 8.7 | 1989-04-15 | PG&E | SIERRA | NORTHWEST POWER COMPANY | HAYPRESS HYDROELECTRIC INC | TRUE
H0316 | MCSWAIN |  | HYDROELECTRIC | HYDRO | HYDRO | HYDRAULIC TURBINE-PIPELINE | 8 | Hydro | NOT COGEN | 9 | 1967-08-01 | PG&E | MARIPOSA | MEID | MEID | FALSE
H0267 | KERN CANYON |  | HYDROELECTRIC | HYDRO | HYDRO | HYDRO, WATER | 11.5 | Hydro | NOT COGEN | 9.5 | 1921-08-01 | PG&E | KERN |  | PG&E | FALSE
H0401 | POTTER VALLEY |  | HYDROELECTRIC | HYDRO | HYDRO | HYDRO,WATER | 9.2 | Hydro | NOT COGEN | 9.5 | 1908-04-01 | PG&E | MENDOCINO |  | PG&E | FALSE
H0022 | BEARDSLEY |  | HYDROELECTRIC | HYDRO | HYDRO | HYDRO, WATER | 9.5 | Hydro | NOT COGEN | 10 | 1957-05-01 | PG&E | TUOLUMNE |  | O&SSJID | FALSE
H0263 | KELLY RIDGE |  | HYDROELECTRIC | HYDRO | HYDRO | HYDRO, WATER | 9 | Hydro | NOT COGEN | 10 | 1963-01-01 | PG&E | BUTTE | OWID | OWID | FALSE
H0221 | HAT CREEK 1 |  | HYDROELECTRIC | HYDRO | HYDRO | HYDRO, WATER | 8.5 | Hydro | NOT COGEN | 10 | 1921-08-01 | PG&E | SHASTA |  | PG&E | FALSE
H0222 | HAT CREEK 2 |  | HYDROELECTRIC | HYDRO | HYDRO | HYDRO, WATER | 8.5 | Hydro | NOT COGEN | 10 | 1921-09-01 | PG&E | SHASTA |  | PG&E | FALSE
H0348 | NARROWS |  | HYDROELECTRIC | HYDRO | HYDRO | HYDRO, WATER | 12 | Hydro | NOT COGEN | 10.2 | 1943-12-01 | PG&E | NEVADA |  | PG&E | FALSE
H0080 | CAMANCHE DAM |  | HYDROELECTRIC | HYDRO | HYDRO | HYDRO, WATER | 10.8 | Hydro | NOT COGEN | 10.687 | 1983-07-01 | PG&E | SAN JOAQUIN | EBMUD | EBMUD | TRUE
H0343 | MONTICELLO |  | HYDROELECTRIC | HYDRO | HYDRO | HYDRO, WATER | 11.9 | Hydro | NOT COGEN | 11.5 | 1983-07-01 | PG&E | NAPA |  | SID | FALSE
H0424 | ROLLINS |  | HYDROELECTRIC | HYDRO | HYDRO | HYDRO, WATER | 12.15 | Hydro | NOT COGEN | 12.1 | 1980-08-01 | PG&E | NEVADA |  | NID | FALSE
H0484 | SLY CREEK |  | HYDROELECTRIC | HYDRO | HYDRO | HYDRO, WATER | 8 | Hydro | NOT COGEN | 12.1 | 1983-11-01 | PG&E | BUTTE | OWID | OWID | FALSE
H0106 | COLEMAN |  | HYDROELECTRIC | HYDRO | HYDRO | HYDRO, WATER | 13 | Hydro | NOT COGEN | 12.2 | 1979-06-01 | PG&E | TEHAMA |  | PG&E | FALSE
H0357 | NEWCASTLE |  | HYDROELECTRIC | HYDRO | HYDRO | HYDRO, WATER | 11.5 | Hydro | NOT COGEN | 12.7 | 1986-10-01 | PG&E | PLACER |  | PG&E | FALSE
H0570 | A.G. WISHON |  | HYDROELECTRIC | HYDRO | HYDRO | HYDRO, WATER | 20 | Hydro | NOT COGEN | 12.8 | 1910-09-01 | PG&E | MADERA |  | PG&E | FALSE
H0360 | NIMBUS DAM |  | HYDROELECTRIC | HYDRO | HYDRO | HYDRO, WATER | 16.6 | Hydro | NOT COGEN | 13.6 | 1955-02-01 | PG&E | SACRAMENTO | USBR | USBR | FALSE
H0558 | WEST POINT |  | HYDROELECTRIC | HYDRO | HYDRO | HYDRO,WATER | 14.5 | Hydro | NOT COGEN | 13.6 | 1948-11-01 | PG&E | AMADOR |  | PG&E | FALSE
H0217 | HALSEY |  | HYDROELECTRIC | HYDRO | HYDRO | HYDRO, WATER | 11 | Hydro | NOT COGEN | 13.6 | 1916-12-01 | PG&E | PLACER |  | PG&E | FALSE
H0195 | FRENCH MEADOWS |  | HYDROELECTRIC | HYDRO | HYDRO | HYDRO,WATER | 17 | Hydro | NOT COGEN | 15.3 | 1966-10-01 | PG&E | PLACER | PCWA | PCWA | FALSE
H0367 | KERN HYDRO (OLCESE) | A.K.A. RIO BRAVO HYDROELECTRIC | HYDROELECTRIC | HYDRO | HYDRO |  | 16 | Hydro | NOT COGEN | 16 | 1989-05-18 | PG&E | KERN | OLCESE WATER DISTRICT | OLCESE WATER DISTRICT | TRUE
H0519 | TRI-DAM AUTHORITY (SAND BAR)000000 | A.K.A. SAND BAR PROJECT - TRI-DAM POWER | HYDROELECTRIC | HYDRO | HYDRO |  | 16.2 | Hydro | NOT COGEN | 16.2 | 1986-05-19 | PG&E | TUOLUMNE | O&SSJID | TRI-DAM POWER AUTHORITY | TRUE
H0569 | WISE |  | HYDROELECTRIC | HYDRO | HYDRO | HYDRO,WATER | 17.1 | Hydro | NOT COGEN | 16.5 | 1917-03-01 | PG&E | PLACER |  | PG&E | FALSE
H0527 | TULLOCH |  | HYDROELECTRIC | HYDRO | HYDRO | HYDRO, WATER | 17 | Hydro | NOT COGEN | 17.2 | 1958-06-01 | PG&E | TUOLUMNE |  | O&SSJID | FALSE
H0130 | DE SABLA | A.K.A. FORKS OF BUTTE HYDRO | HYDROELECTRIC | HYDRO | HYDRO | HYDRO, WATER | 18.5 | Hydro | NOT COGEN | 18.5 | 1962-12-01 | PG&E | BUTTE |  | PG&E | FALSE
H0213 | GRIZZLY | A.K.A. BUCKS CREEK | HYDROELECTRIC | HYDRO | HYDRO | HYDRO,WATER | 22.95 | Hydro | NOT COGEN | 22 | 1993-11-01 | PG&E | PLUMAS |  | CSC | FALSE
H0156 | DUTCH FLAT 1 |  | HYDROELECTRIC | HYDRO | HYDRO |  | 22 | Hydro | NOT COGEN | 22 | 1943-03-01 | PG&E | PLACER |  | PG&E | FALSE
H0380 | PARDEE DAM |  | HYDROELECTRIC | HYDRO | HYDRO | HYDRO, WATER | 29.7 | Hydro | NOT COGEN | 23.597 | 1930-07-01 | PG&E | AMADOR | EBMUD | EBMUD | FALSE
H0363 | O'NEILL |  | HYDROELECTRIC | HYDRO | PUMPED STORAGE | PUMPED STORAGE, WATER | 14.4 | Hydro | NOT COGEN | 25.2 | 1967-09-01 | PG&E | MERCED | USBR | USBR | FALSE
H0157 | DUTCH FLAT 2 |  | HYDROELECTRIC | HYDRO | HYDRO |  | 26 | Hydro | NOT COGEN | 27.3 | 1965-11-01 | PG&E | NEVADA |  | NID | FALSE
H0198 | FRIANT DAM | FRIANT HYDROELECTRIC PROJECT | HYDROELECTRIC | HYDRO | HYDRO |  | 25 | Hydro | NOT COGEN | 27.509 | 1985-04-16 | PG&E | MADERA | FRIANT POWER AUTHORITY |  | TRUE
H0191 | FORBESTOWN |  | HYDROELECTRIC | HYDRO | HYDRO | HYDRO, WATER | 27 | Hydro | NOT COGEN | 29 | 1962-01-01 | PG&E | BUTTE | OWID | OWID | FALSE
H0311 | MALACHA HYDRO L.P. | MUCK VALLEY HYDROELECTRIC PROJECT | HYDROELECTRIC | HYDRO | HYDRO |  | 26 | Hydro | NOT COGEN | 29.9 | 1988-12-07 | PG&E | LASSEN | MALACHA HYDRO PARTNERS | MALACHA HYDRO LIMITED PARTNERS | TRUE
H0019 | BALCH 1 |  | HYDROELECTRIC | HYDRO | HYDRO | HYDRO, WATER | 34 | Hydro | NOT COGEN | 31 | 1927-02-01 | PG&E | FRESNO |  | PG&E | FALSE
H0265 | KERCKHOFF 1 |  | HYDROELECTRIC | HYDRO | HYDRO | HYDRO, WATER | 38 | Hydro | NOT COGEN | 34.2 | 1920-08-01 | PG&E | FRESNO |  | PG&E | FALSE
H0057 | BUTT VALLEY |  | HYDROELECTRIC | HYDRO | HYDRO | HYDRO, WATER | 40 | Hydro | NOT COGEN | 40 | 1958-12-01 | PG&E | PLUMAS |  | PG&E | FALSE
H0431 | SALT SPRINGS |  | HYDROELECTRIC | HYDRO | HYDRO | HYDRO,WATER | 44 | Hydro | NOT COGEN | 42 | 1931-06-01 | PG&E | AMADOR |  | PG&E | FALSE
H0095 | CHICAGO PARK |  | HYDROELECTRIC | HYDRO | HYDRO | HYDRO, WATER | 44 | Hydro | NOT COGEN | 44 | 1965-11-01 | PG&E | NEVADA |  | NID | FALSE
H0354 | NEW NARROWS |  | HYDROELECTRIC | HYDRO | HYDRO |  | 49 | Hydro | NOT COGEN | 46.75 | 1970-12-01 | PG&E | YUBA | YCWA | YCWA | FALSE
H0272 | KINGS RIVER |  | HYDROELECTRIC | HYDRO | HYDRO | HYDRO WATER | 52 | Hydro | NOT COGEN | 48.6 | 1962-03-01 | PG&E | FRESNO |  | PG&E | FALSE
H0154 | DRUM 1 |  | HYDROELECTRIC | HYDRO | HYDRO | HYDRO, WATER | 54 | Hydro | NOT COGEN | 49.2 | 1913-11-01 | PG&E | PLACER |  | PG&E | FALSE
H0573 | WOODLEAF |  | HYDROELECTRIC | HYDRO | HYDRO | HYDRO, WATER | 49 | Hydro | NOT COGEN | 52 | 1963-11-01 | PG&E | BUTTE | OWID | OWID | FALSE
H0516 | TIGER CREEK |  | HYDROELECTRIC | HYDRO | HYDRO | HYDRO,WATER | 58 | Hydro | NOT COGEN | 52.3 | 1931-08-01 | PG&E | AMADOR |  | PG&E | FALSE
H0155 | DRUM 2 |  | HYDROELECTRIC | HYDRO | HYDRO | HYDRO, WATER | 49.5 | Hydro | NOT COGEN | 53.1 | 1966-12-01 | PG&E | PLACER |  | PG&E | FALSE
H0145 | DONNELS |  | HYDROELECTRIC | HYDRO | HYDRO | HYDRO WATER | 67.5 | Hydro | NOT COGEN | 54 | 1957-06-01 | PG&E | TUOLUMNE |  | O&SSJID | FALSE
H0052 | BUCKS CREEK |  | HYDROELECTRIC | HYDRO | HYDRO | HYDRO, WATER | 65 | Hydro | NOT COGEN | 66 | 1928-03-01 | PG&E | PLUMAS |  | PG&E | FALSE
H0388 | PIT 1 |  | HYDROELECTRIC | HYDRO | HYDRO | HYDRO,WATER | 61 | Hydro | NOT COGEN | 69.4 | 1922-09-01 | PG&E | SHASTA |  | PG&E | FALSE
H0121 | CRESTA |  | HYDROELECTRIC | HYDRO | HYDRO | HYDRO, WATER | 70 | Hydro | NOT COGEN | 73.8 | 1949-11-01 | PG&E | PLUMAS |  | PG&E | FALSE
H0087 | CARIBOU 1 |  | HYDROELECTRIC | HYDRO | HYDRO | HYDRO, WATER | 75 | Hydro | NOT COGEN | 73.9 | 1921-06-01 | PG&E | PLUMAS |  | PG&E | FALSE
H0406 | RALSTON |  | HYDROELECTRIC | HYDRO | HYDRO | HYDRO,WATER | 86.3 | Hydro | NOT COGEN | 79.2 | 1966-10-01 | PG&E | PLACER |  | PCWA | FALSE
H0392 | PIT 6 |  | HYDROELECTRIC | HYDRO | HYDRO | HYDRO,WATER | 80 | Hydro | NOT COGEN | 79.2 | 1965-05-01 | PG&E | SHASTA |  | PG&E | FALSE
H0389 | PIT 3 |  | HYDROELECTRIC | HYDRO | HYDRO | HYDRO,WATER | 70 | Hydro | NOT COGEN | 80.1 | 1925-07-01 | PG&E | SHASTA |  | PG&E | FALSE
H0498 | STANISLAUS |  | HYDROELECTRIC | HYDRO | HYDRO | HYDRO,WATER | 91 | Hydro | NOT COGEN | 81.9 | 1963-03-01 | PG&E | TUOLUMNE |  | PG&E | FALSE
H0175 | NEW EXCHEQUER |  | HYDROELECTRIC | HYDRO | HYDRO | HYDRAULIC TURBINE - PIPELINE | 94.5 | Hydro | NOT COGEN | 94.5 | 1967-08-01 | PG&E | MARIPOSA | MEID | MEID | FALSE
H0020 | BALCH 2 |  | HYDROELECTRIC | HYDRO | HYDRO | HYDRO, WATER | 105 | Hydro | NOT COGEN | 97.2 | 1958-11-01 | PG&E | FRESNO |  | PG&E | FALSE
H0601 | MOCCASIN |  | HYDROELECTRIC | HYDRO | HYDRO | HYDRO,WATER | 103.6 | Hydro | NOT COGEN | 100 | 1969-01-01 | PG&E | TUOLUMNE |  | HETCH HETCHY WATER & POWER (CCSF) | FALSE
H0171 | ELECTRA |  | HYDROELECTRIC | HYDRO | HYDRO | HYDRO, WATER | 92 | Hydro | NOT COGEN | 102.5 | 1948-06-01 | PG&E | AMADOR |  | PG&E | FALSE
H0390 | PIT 4 |  | HYDROELECTRIC | HYDRO | HYDRO | HYDRO,WATER | 95 | Hydro | NOT COGEN | 103.6 | 1955-06-01 | PG&E | SHASTA |  | PG&E | FALSE
H0393 | PIT 7 |  | HYDROELECTRIC | HYDRO | HYDRO | HYDRO,WATER | 112 | Hydro | NOT COGEN | 109.8 | 1965-06-01 | PG&E | SHASTA |  | PG&E | FALSE
H0275 | L.J. STEPHENSON (MIDDLE FORK) |  | HYDROELECTRIC | HYDRO | HYDRO | L.J. STEPHENSON (MIDDLE FORK),WATER | 128.5 | Hydro | NOT COGEN | 116.1 | 1966-10-01 | PG&E | PLACER |  | PCWA | FALSE
H0270 | KESWICK |  | HYDROELECTRIC | HYDRO | HYDRO | HYDRO WATER | 117 | Hydro | NOT COGEN | 117 | 1949-01-01 | PG&E | SHASTA | USBR | USBR | FALSE
H0023 | BELDEN |  | HYDROELECTRIC | HYDRO | HYDRO | HYDRO, WATER | 125 | Hydro | NOT COGEN | 117.9 | 1969-09-01 | PG&E | PLUMAS |  | PG&E | FALSE
H0088 | CARIBOU 2 |  | HYDROELECTRIC | HYDRO | HYDRO | HYDRO, WATER | 120 | Hydro | NOT COGEN | 117.9 | 1958-11-01 | PG&E | PLUMAS |  | PG&E | FALSE
H0274 | R C KIRKWOOD | KIRKWOOD | HYDROELECTRIC | HYDRO | HYDRO | HYDRO, WATER | 121.9 | Hydro | NOT COGEN | 118.2 | 1967-01-01 | PG&E | TUOLUMNE |  | HETCH HETCHY WATER & POWER (CCSF) | FALSE
H0381 | PARKER (USBR) |  | HYDROELECTRIC | HYDRO | HYDRO | HYDRO,WATER | 120 | Hydro | NOT COGEN | 120 | 1942-12-01 | PG&E | SAN BERNARDINO | USBR | USBR | FALSE
H0417 | ROCK CREEK |  | HYDROELECTRIC | HYDRO | HYDRO | HYDRO,WATER | 112 | Hydro | NOT COGEN | 124.8 | 1950-02-01 | PG&E | PLUMAS |  | PG&E | FALSE
H0215 | HAAS |  | HYDROELECTRIC | HYDRO | HYDRO | HYDRO, WATER | 144 | Hydro | NOT COGEN | 135 | 1958-12-01 | PG&E | FRESNO |  | PG&E | FALSE
H0266 | KERCKHOFF 2 |  | HYDROELECTRIC | HYDRO | HYDRO | HYDRO, WATER | 155 | Hydro | NOT COGEN | 139.5 | 1983-05-01 | PG&E | FRESNO |  | PG&E | FALSE
H0520 | TRINITY |  | HYDROELECTRIC | HYDRO | HYDRO | HYDRO, WATER | 140 | Hydro | NOT COGEN | 140 | 1964-12-01 | PG&E | TRINITY | USBR | USBR | FALSE
H0391 | PIT 5 |  | HYDROELECTRIC | HYDRO | HYDRO | HYDRO,WATER | 156 | Hydro | NOT COGEN | 141.9 | 1944-04-01 | PG&E | SHASTA |  | PG&E | FALSE
H0395 | POE |  | HYDROELECTRIC | HYDRO | HYDRO | HYDRO,WATER | 120 | Hydro | NOT COGEN | 142.8 | 1958-05-01 | PG&E | BUTTE |  | PG&E | FALSE
H0257 | JUDGE FRANCIS CARR |  | HYDROELECTRIC | HYDRO | HYDRO | HYDRO WATER | 177.6 | Hydro | NOT COGEN | 154.4 | 1963-02-01 | PG&E | SHASTA | USBR | USBR | FALSE
H0387 | PINE FLAT |  | HYDROELECTRIC | HYDRO | HYDRO | HYDRAULIC TURBINE - CONVENTIONAL | 165 | Hydro | NOT COGEN | 165 | 1984-01-01 | PG&E | FRESNO |  | KINGS RIVER CONSERVATION DISTRICT | FALSE
H0141 | DION R. HOLM |  | HYDROELECTRIC | HYDRO | HYDRO | HYDRO,WATER | 156.8 | Hydro | NOT COGEN | 165 | 1960-01-01 | PG&E | TUOLUMNE |  | HETCH HETCHY WATER & POWER (CCSF) | FALSE
H0250 | JAMES B. BLACK | J.B.BLACK | HYDROELECTRIC | HYDRO | HYDRO | HYDRO, WATER | 171 | Hydro | NOT COGEN | 168.6 | 1965-12-01 | PG&E | SHASTA |  | PG&E | FALSE
H0144 | DON PEDRO |  | HYDROELECTRIC | HYDRO | HYDRO | HYDRO, WATER | 203.2 | Hydro | NOT COGEN | 170.9 | 1971-01-01 | PG&E | TUOLUMNE | MID | TID(68.46%), MID(31.54%) | FALSE
H0186 | FOLSOM DAM |  | HYDROELECTRIC | HYDRO | HYDRO | HYDRO WATER | 215.1 | Hydro | NOT COGEN | 198.8 | 1955-02-01 | PG&E | SACRAMENTO | USBR | USBR | FALSE
H0353 | NEW MELONES |  | HYDROELECTRIC | HYDRO | HYDRO | HYDRO, WATER | 382 | Hydro | NOT COGEN | 300 | 1979-04-01 | PG&E | TUOLUMNE | USBR | USBR | FALSE
H0352 | COLGATE |  | HYDROELECTRIC | HYDRO | HYDRO | HYDRO, WATER | 325 | Hydro | NOT COGEN | 315 | 1969-10-01 | PG&E | YUBA | YCWA | YCWA | FALSE
H0452 | GIANELLI | F.K.A. SAN LUIS | HYDROELECTRIC | HYDRO | PUMPED STORAGE | PUMPED STORAGE, WATER | 401 | Hydro | NOT COGEN | 424 | 1968-09-01 | PG&E | MERCED | USBR | CDWR (55%), USBR (45%) | FALSE
H0475 | SHASTA |  | HYDROELECTRIC | HYDRO | HYDRO | HYDRO, WATER | 611.4 | Hydro | NOT COGEN | 569 | 1944-06-01 | PG&E | SHASTA | USBR | USBR | FALSE
H0164 | EDWARD C HYATT |  | HYDROELECTRIC | HYDRO | PUMPED STORAGE | HYDRO, PUMPED STORAGE, WATER | 780.9 | Hydro | NOT COGEN | 643.5 | 1968-03-01 | PG&E | BUTTE | CDWR | CDWR | FALSE
H0229 | HELMS PUMPED STORAGE | HELMS | HYDROELECTRIC | HYDRO | PUMPED STORAGE | PUMPED STORAGE, WATER | 1212 | Hydro | NOT COGEN | 1053 | 1984-06-01 | PG&E | FRESNO |  | PG&E | FALSE
H0192 | ENERGY GROWTH PARTNERS I | A.K.A. FORKS OF BUTTE | HYDROELECTRIC | HYDRO | HYDRO |  | 13.3 | Hydro | NOT COGEN |  | 1992-03-16 | PG&E | BUTTE |  | ENERGY GROWTH GROUP | TRUE
H0304 | MADERA CANAL |  | HYDROELECTRIC | HYDRO | HYDRO |  | 8.8 | Hydro | NOT COGEN |  | 1985-07-01 | PG&E | MADERA |  | FRIANT POWER AUTHORITY | FALSE
H0538 | UTICA |  | HYDROELECTRIC | HYDRO | HYDRO |  | 3.6 | Hydro | NOT COGEN |  | 1953-12-01 | PG&E | CALAVERAS |  | NCPA | FALSE
H0413 | RIVER OUTLET |  | HYDROELECTRIC | HYDRO | HYDRO |  | 2 | Hydro | NOT COGEN |  | 1985-04-01 | PG&E | MADERA |  | FRIANT POWER AUTHORITY | FALSE
H0512 | THREE FORKS |  | HYDROELECTRIC | HYDRO | HYDRO |  | 1.3 | Hydro | NOT COGEN |  | 1993-04-01 | PG&E | TRINITY |  | M&N BURGESS | FALSE
H0550 | WTP NO 2 SUPPLY LINE |  | HYDROELECTRIC | HYDRO | HYDRO |  | 1.25 | Hydro | NOT COGEN |  | 1993-05-01 | PG&E | ALAMEDA |  | ALAMEDA COUNTY WATER DIST. | FALSE
H0183 | FIVE BEARS HYDROELECTRIC |  | HYDROELECTRIC | HYDRO | HYDRO |  | 0.99 | Hydro | NOT COGEN |  | 1989-04-27 | PG&E | PLUMAS |  | FIVE BEARS HYDRO INC | TRUE
H0318 | MCMILLAN HYDRO |  | HYDROELECTRIC | HYDRO | HYDRO |  | 0.975 | Hydro | NOT COGEN |  | 1984-03-22 | PG&E | SHASTA |  | MCMILLAN HYDRO INC | TRUE
H0204 | GEORGETOWN DIVIDE CONDUIT |  | HYDROELECTRIC | HYDRO | HYDRO |  | 0.925 | Hydro | NOT COGEN |  | 1982-05-01 | PG&E | EL DORADO |  | GEORGETOWN DIVIDE PUD | FALSE
H0007 | SANTA CLARA VALLEY WATER DISTRICT | A.K.A. ANDERSON HYDRO FACILITY | HYDROELECTRIC | HYDRO | HYDRO |  | 0.8 | Hydro | NOT COGEN |  | 1988-12-01 | PG&E | SANTA CLARA |  | SANTA CLARA VALLEY WD | TRUE
H0017 | BAILEY CREEK RANCH |  | HYDROELECTRIC | HYDRO | HYDRO |  | 0.8 | Hydro | NOT COGEN |  | 1982-05-26 | PG&E | SHASTA |  | BAILEY CREEK RANCH | TRUE
H0457 | CITY OF SAN LUIS OBISPO (STENNER CANYON) |  | HYDROELECTRIC | HYDRO | HYDRO |  | 0.782 | Hydro | NOT COGEN |  | 1985-06-06 | PG&E | SAN LUIS OBISPO |  | CITY OF SAN LUIS OBISPO | TRUE
H0425 | ROCK CREEK WATER DISTRICT | A.K.A. ROMAC SUPPLY or ROSENFIELD FAMILY TRUST | HYDROELECTRIC | HYDRO | HYDRO |  | 0.7 | Hydro | NOT COGEN |  | 1986-02-25 | PG&E | CALAVERAS |  | ROCK CREEK WATER DISTRICT | TRUE
H0455 | SAN LUIS OBISPO |  | HYDROELECTRIC | HYDRO | HYDRO |  | 0.68 | Hydro | NOT COGEN |  | 1985-07-01 | PG&E | SAN LUIS OBISPO |  | CITY OF SAN LUIS OBISPO | FALSE
H0453 | UNITED HYDRO, INC. #2 (SAN LUIS BYPASS) | A.K.A. UNITED HYDRO (SAN LUIS BYPASS) | HYDROELECTRIC | HYDRO | HYDRO |  | 0.675 | Hydro | NOT COGEN |  | 1986-02-01 | PG&E | MERCED |  | CCID | TRUE
H0529 | TUNNEL HILL |  | HYDROELECTRIC | HYDRO | HYDRO |  | 0.6 | Hydro | NOT COGEN |  | 1983-12-30 | PG&E | EL DORADO | GEORGETOWN PUBLIC UTILITY DISTRICT |  | TRUE
H0249 | JACKSON VALLEY IRRIGATION DISTRICT | A.K.A. LAKE AMADOR DAM or JACKSON CREEK | HYDROELECTRIC | HYDRO | HYDRO |  | 0.455 | Hydro | NOT COGEN |  | 1982-09-01 | PG&E | AMADOR |  | JACKSON VALLEY IRRIGATION DISTRICT | TRUE
H0196 | ORANGE COVE IRRIGATION DISTRICT | H RELEASE | HYDROELECTRIC | HYDRO | HYDRO |  | 0.45 | Hydro | NOT COGEN |  | 1990-08-23 | PG&E | MADERA |  | ORANGE COVE IRRIGATION DISTRICT | TRUE
H0540 | SOUTH SUTTER WATER | A.K.A. VANJOP #1 | HYDROELECTRIC | HYDRO | HYDRO |  | 0.395 | Hydro | NOT COGEN |  | 1985-07-17 | PG&E | SUTTER | SOUTH SUTTER WATER DISTRICT (SSWD) | SOUTH SUTTER WATER DISTRICT (SSWD) | TRUE
H0209 | GRAEAGLE |  | HYDROELECTRIC | HYDRO | HYDRO |  | 0.36 | Hydro | NOT COGEN |  | 1981-12-01 | PG&E | PLUMAS |  | HESI | FALSE
H0317 | MCFADDEN FARM |  | HYDROELECTRIC | HYDRO | HYDRO |  | 0.35 | Hydro | NOT COGEN |  | 1983-07-01 | PG&E | MENDOCINO | MCFADDEN FARM | EUGEN J M MCFADDEN | TRUE
H0220 | HAMMEKEN HYDRO |  | HYDROELECTRIC | HYDRO | HYDRO |  | 0.33 | Hydro | NOT COGEN |  | 1990-03-27 | PG&E | MENDOCINO |  | W.H. HAMMEKEN | TRUE
H0091 | CEDAR FLAT HYDRO |  | HYDROELECTRIC | HYDRO | HYDRO |  | 0.3 | Hydro | NOT COGEN |  | 1984-01-09 | PG&E | TRINITY |  | BC HYDRO INC | TRUE
H0185 | CITY OF VALLEJO | A.K.A. FLEMING HILL CONDUIT | HYDROELECTRIC | HYDRO | HYDRO |  | 0.3 | Hydro | NOT COGEN |  | 1985-01-15 | PG&E | SOLANO |  | CITY OF VALLEJO | TRUE
H0344 | PERRY LOGGING | A.K.A. MUD CREEK | HYDROELECTRIC | HYDRO | HYDRO |  | 0.3 | Hydro | NOT COGEN |  | 1983-01-26 | PG&E | BUTTE |  | MUD CREEK HYDRO PARTNERS | TRUE
H0208 | MEGA HYDRO (GOOSE VALLEY RANCH) |  | HYDROELECTRIC | HYDRO | HYDRO |  | 0.28 | Hydro | NOT COGEN |  | 1983-04-08 | PG&E | SHASTA |  | GEORGE P. DENNY | TRUE
H0201 | KATHLEEN AUSTIN DBA GANSNER POWER & WATER | A.K.A. GANSNER BAR | HYDROELECTRIC | HYDRO | HYDRO |  | 0.275 | Hydro | NOT COGEN |  | 1985-04-06 | PG&E | PLUMAS |  | L&K AUSTIN | TRUE
H0327 | MIDDLE FORK |  | HYDROELECTRIC | HYDRO | HYDRO |  | 0.23 | Hydro | NOT COGEN |  | 1985-12-01 | PG&E | CALAVERAS |  | CALAVERAS PUD | FALSE
H0103 | HIGHLAND HYDRO CONSTR. INC.-III | A.K.A. CLOVER LEAF | HYDROELECTRIC | HYDRO | HYDRO |  | 0.2 | Hydro | NOT COGEN |  | 1985-02-01 | PG&E | SHASTA |  | HIGHLAND HYDRO CONSTRUCTION | TRUE
H0169 | WEBER DAM |  | HYDROELECTRIC | HYDRO | HYDRO |  | 0.175 | Hydro | NOT COGEN |  | 1984-07-27 | PG&E | EL DORADO |  | EDID | TRUE
H0290 | LOPEZ WWTP |  | HYDROELECTRIC | HYDRO | HYDRO |  | 0.12 | Hydro | NOT COGEN |  | 1984-05-01 | PG&E | SAN LUIS OBISPO |  | SAN LUIS OBISPO CO FC & WCD | FALSE
H0502 | STOVAL 2 |  | HYDROELECTRIC | HYDRO | HYDRO |  | 0.115 | Hydro | NOT COGEN |  | 1983-05-20 | PG&E | COLUSA |  | GLENN-COLUSA IRRIGATION DISTRICT | TRUE
H0069 | CPUD PIPELINE 1 | CPUD PIPELINE (236+25) | HYDROELECTRIC | HYDRO | HYDRO |  | 0.102 | Hydro | NOT COGEN |  | 1984-04-01 | PG&E | CALAVERAS |  | CALAVERAS PUD | FALSE
H0070 | CPUD PIPELINE 2 | CPUD PIPELINE 2(376+65) | HYDROELECTRIC | HYDRO | HYDRO |  | 0.102 | Hydro | NOT COGEN |  | 1984-04-01 | PG&E | CALAVERAS |  | CALAVERAS PUD | FALSE
H0402 | STEVE & BONNIE TETRICK | A.K.A. POULTON HYDRO PROJECT or WEBB MORROW | HYDROELECTRIC | HYDRO | HYDRO |  | 0.1 | Hydro | NOT COGEN |  | 1983-10-14 | PG&E | SHASTA |  | WEBB MORROW | TRUE
H0501 | STOVAL 1 |  | HYDROELECTRIC | HYDRO | HYDRO |  | 0.1 | Hydro | NOT COGEN |  | 1983-05-20 | PG&E | COLUSA |  | GLENN-COLUSA IRRIGATION DISTRICT | TRUE
E0118 | GAS RECOVERY SYSTEMS, (AMERICAN CYN) | AMERICAN CANYON SLF | WTE | LANDFILL GAS | LANDFILL GAS | RECIPROCATING ENGINE | 1.5 | Base | NOT COGEN | 1.5 | 1985-12-27 | PG&E | NAPA | SOUTH NAPA WASTE AUTHORITY | SOUTH NAPA WASTE AUTHORITY | TRUE
E0141 | OGDEN PACIFIC POWER (SANTA CLARA) | SANTA CLARA POWER STATION or CITY OF SANTA CLARA LF | WTE | LANDFILL GAS | LANDFILL GAS | RECIPROCATING ENGINE | 1.4 | Base | NOT COGEN | 1.5 | 1986-10-22 | PG&E | SANTA CLARA | CITY OF SANTA CLARA | CITY OF SANTA CLARA | TRUE
E0181 | SUNNYVALE LANDFILL GAS POWER GENERATION FACILITY | CITY OF SUNNYVALE or SUNNYVALE LF | WTE | LANDFILL GAS | LANDFILL GAS | STEAM TURBINE | 1.6 | Base | NOT COGEN | 1.6 | 1999-12-31 | PG&E | SANTA CLARA | CITY OF SUNNYVALE | CITY OF SUNNYVALE PUBLIC WORKS DEP. | FALSE
E0123 | GAS RECOVERY SYSTEMS, (MENLO PARK) | MENLO PARK LF | WTE | LANDFILL GAS | LANDFILL GAS | RECIPROCATING ENGINE | 2 | Base | NOT COGEN | 2 | 1983-01-11 | PG&E | SAN MATEO | CITY OF MENLO PARK | CITY OF MENLO PARK | TRUE
E0146 | PALO ALTO LANDFILL | BYXBEE PARK SANITARY LANDFILL | WTE | LANDFILL GAS | LANDFILL GAS | RECIPROCATING ENGINE | 1 | Base | NOT COGEN | 2 | 1990-06-13 | PG&E | SANTA CLARA | PACIFIC LIGHT ENERGY SYSTEMS | CITY OF PLAO ALTO | TRUE
E0154 | YOLO COUNTY LANDFILL | YOLO LANDFILL | WTE | LANDFILL GAS | LANDFILL GAS | RECIPROCATING ENGINE | 2.4 | Base | NOT COGEN | 2.45 | 1997-03-01 | PG&E | YOLO | YOLO COUNTY LANDFILL | YOLO COUNTY | TRUE
E0120 | GAS RECOVERY SYSTEMS, (GUADALUPE) | GUADALUPE DISPOSAL SITE | WTE | LANDFILL GAS | LANDFILL GAS | RECIPROCATING ENGINE | 1.5 | Base | NOT COGEN | 2.5 | 1984-01-12 | PG&E | SANTA CLARA | GUADALUPE RUBBISH DISPOSAL COMPANY | GUADALUPE RUBBISH DISPOSAL COMPANY | TRUE
E0137 | NOVE INVESTMENTS |  | WTE | LANDFILL GAS | LANDFILL GAS | INTERNAL COMBUSTION ENGINE | 3 | Base | NOT COGEN | 3 | 1985-12-31 | PG&E | CONTRA COSTA | NOVE INVESTMENTS |  | TRUE
E0122 | GAS RECOVERY SYSTEMS, (NEWBY ISLAND 2) |  | WTE | LANDFILL GAS | LANDFILL GAS | RECIPOCATING ENGINE | 4.2 | Base | NOT COGEN | 5 | 1984-08-03 | PG&E | SANTA CLARA | LAIDLAW GAS RECOVERY SYSTEMS | BFI | TRUE
E0179 | NEWBY LAND |  | WTE | LANDFILL GAS | LANDFILL GAS | RECIPROCATING ENGINE | 5.3 | Base | NOT COGEN | 5.5 |  | PG&E | SANTA CLARA | FBI | BFI | FALSE
E0149 | COUNTY OF SONOMA | MICHIGAN COGEN or SONOMA COUNTY CENTRAL DISPOSAL SI or CENTRAL LF | WTE | LANDFILL GAS | LANDFILL GAS | RECIPROCATING ENGINE | 6.4 | Base | NOT COGEN | 6 | 1993-04-30 | PG&E | SONOMA | SONOMA COUNTY LANDFILL | SONOMA COUNTY | TRUE
G0312 | ROY SHARP JR. | SHARP ENTERPRISES | OIL/GAS | MSW | MSW | DIGESTER GAS | 0.1 |  | NOT COGEN | 0.075 | 1991-11-21 | PG&E | FRESNO |  |  | TRUE
E0132 | LANDFILL GENERATING PTNRS. I | DIMENO LANDFILL or SANTA CRUZ FACILITY - LANDFILL GE or SANTA CRUZ CITY SLF | WTE | MSW | MSW | LANDFILL GAS | 2.2 |  | NOT COGEN | 0.632 | 1988-11-22 | PG&E | SANTA CRUZ | LAIDLAW GAS RECOVERY SYSTEMS | CITY OF SANTA CRUZ | TRUE
E0145 | OGDEN PACIFIC POWER (STOCKTON) | STOCKTON POWER STATION or AUSTIN ROAD LF | WTE | MSW | MSW | LANDFILL GAS | 3 |  | NOT COGEN | 0.8 | 1985-11-27 | PG&E | SAN JOAQUIN | CITY OF STOCKTON | CITY OF STOCKTON | TRUE
E0163 | LOS ALAMOS ENERGY LLC |  | WTE | MSW | WASTE GAS | RECIPROCATING ENGINE | 0.9 |  | NOT COGEN | 0.9 | 1988-12-28 | PG&E | SANTA BARBARA | LOS ALAMOS ENERGY, LLC | LOS ALAMOS ENERGY, LLC | TRUE
E0161 | FRESNO WWTP |  | WTE | MSW | MSW | LANDFILL GAS | 1.3 |  | NOT COGEN | 1.3 | 1984-01-01 | PG&E | FRESNO | FRESNO WASTEWATER TREATMENT |  | TRUE
E0144 | OGDEN PACIFIC POWER (SALINAS) | SALINAS POWER STATION | WTE | MSW | MSW | LANDFILL GAS | 1.5 |  | NOT COGEN | 1.5 | 1986-11-10 | PG&E | MONTEREY | PACIFIC LIGHT ENERGY SYSTEMS |  | TRUE
E0055 | MONTEREY REGIONAL WATER |  | WTE | MSW | MSW | DIGESTER GAS | 1.74 |  | COGEN | 1.74 | 1988-08-26 | PG&E | MONTEREY | MONTEREY REGIONAL WATER CENTRAL |  | TRUE
E0135 | MONTEREY REGIONAL WASTE MANAGEMEN DIST | MONTEREY PENINSULA SLF | WTE | MSW | MSW | LANDFILL GAS | 5.4 |  | NOT COGEN | 2.35 | 1983-12-30 | PG&E | MONTEREY | COUNTY OF MONTEREY REGIONAL WASTE | MONTEREY REGIONAL WAST MGMT DIST. | TRUE
E0126 | GERBER COMPRESSOR STATION [8] |  | WTE | MSW | MSW | COMBUSTION TURBINE WITH WASTE HEAT | 4 |  | COGEN | 3.7 | 1982-10-01 | PG&E | TEHAMA |  |  | FALSE
E0036 | EBMUD (OAKLAND) |  | WTE | MSW | MSW | DIGESTER GAS | 4 |  | COGEN | 6 | 1991-12-21 | PG&E | ALAMEDA |  |  | TRUE
E0134 | MODESTO ENERGY LIMITED PARTNERSHI |  | WTE | MSW | MSW | TIRES | 14 |  | NOT COGEN | 14 | 1987-09-11 | PG&E | STANISLAUS | MODESTO ENERGY CO. | OXFORD ENERGY | TRUE
E0201 | JACKSON VALLEY ENERGY |  | WTE | MSW | MSW |  | 17.1 |  | COGEN | 17.1 | 1987-01-05 | PG&E | AMADOR | JACKSON VALLEY ENERGY |  | TRUE
E0150 | STANISLAUS WASTE ENERGY | STANISLAUS or RESOURCE RECOVERY FACI | WTE | MSW | MSW | WASTE | 18 |  | NOT COGEN | 18 | 1988-09-06 | PG&E | STANISLAUS | STANISLAUS WASTE ENERGY | OGDEN MARTIN | TRUE
E0106 | BIO-ENERGY PART. | ALTAMONT LANDFILL | WTE | MSW | MSW | LANDFILL GAS, GAS TURBINES | 6.6 |  | NOT COGEN |  | 1989-05-04 | PG&E | ALAMEDA | WASTE MANAGE INC. | WASTE MANAGE INC. | TRUE
E0119 | GAS RECOVERY SYSTEMS (FREMONT) |  | WTE | MSW | MSW | LANDFILL GAS | 3.75 |  | NOT COGEN |  | 1990-04-19 | PG&E | ALAMEDA | LAIDLAW GAS RECOVERY SYSTEMS | GAS RECOVERY SYSTEMS, INC. | TRUE
N0001 | DIABLO CANYON |  | NUCLEAR | NUCLEAR | URANIUM | HYDRO, WATER | 2160 |  | NOT COGEN | 2300.6 | 1986-01-01 | PG&E | SAN LUIS OBISPO | PG&E | PG&E | FALSE
G0146 | CONTINENTAL CAN (WHITE CAP) |  | OIL/GAS | OIL/GAS | NATURAL GAS |  | 0.6 |  | NOT COGEN | 0.06 | 1986-07-02 | PG&E | ALAMEDA |  | PG&E | TRUE
G0688 | YUBA CITY WWTP |  | OIL/GAS | OIL/GAS | NATURAL GAS |  | 0.14 |  | COGEN | 0.14 | 1989-06-02 | PG&E | SUTTER |  |  | TRUE
G0057 | BORDEN CHEMICAL |  | OIL/GAS | OIL/GAS | NATURAL GAS |  | 0.2 |  | COGEN | 0.2 | 1988-11-02 | PG&E | ALAMEDA |  |  | TRUE
G0070 | CSU HUMBOLDT |  | OIL/GAS | OIL/GAS | NATURAL GAS |  | 0.35 |  | COGEN | 0.35 | 1991-12-02 | PG&E | HUMBOLDT |  |  | TRUE
G0322 | M.H. WHITTIER CAL |  | OIL/GAS | OIL/GAS | NATURAL GAS |  | 0.5 |  | COGEN | 0.5 | 1986-10-06 | PG&E | KERN | M.H. WHITTIER |  | TRUE
G0178 | DOWNIEVILLE |  | OIL/GAS | OIL/GAS | DIESEL | COMBUSTION TURBINE | 0.7 |  | NOT COGEN | 0.8 | 1966-01-01 | PG&E | SIERRA |  | PG&E | FALSE
G0062 | BROOKSIDE HOSPITAL |  | OIL/GAS | OIL/GAS | NATURAL GAS | INTERNAL COMBUSTION ENGINE | 0.949 |  | COGEN | 0.96 | 1992-10-02 | PG&E | CONTRA COSTA | BROOKSIDE HOSPITAL |  | TRUE
G0387 | NAPA STATE HOSPITAL |  | OIL/GAS | OIL/GAS | NATURAL GAS |  | 1.33 |  | COGEN | 1.33 | 1984-07-18 | PG&E | NAPA | NAPA STATE HOSPITAL |  | TRUE
G0159 | SOLANO COUNTY GOVERNMENT CENTER |  | OIL/GAS | OIL/GAS | NATURAL GAS |  | 1.45 |  | COGEN | 1.4 | 1989-06-15 | PG&E | SOLANO |  |  | TRUE
G0756 | CBS STUDIOS |  | OIL/GAS | OIL/GAS | NATURAL GAS |  | 1.4 |  | COGEN | 1.4 | 1988-01-01 | PG&E | LOS ANGELES | ONSITE ENERGY, CORP. |  | FALSE
G0121 | SAN JOSE CONVENTION CENTER |  | OIL/GAS | OIL/GAS | NATURAL GAS |  | 1.5 |  | COGEN | 1.5 | 1990-04-02 | PG&E | SANTA CLARA | CITY OF SAN JOSE |  | TRUE
G0641 | UNIVERSITY OF SAN FRANCISCO |  | OIL/GAS | OIL/GAS | NATURAL GAS |  | 1.5 |  | COGEN | 1.5 | 1987-06-01 | PG&E | SAN FRANCISCO | SAN FRANCISCO STATE UNIVERSITY |  | TRUE
G0585 | STOCKTON WWTP |  | OIL/GAS | OIL/GAS | NATURAL GAS |  | 1.35 |  | COGEN | 1.5 | 1989-11-08 | PG&E | SAN JOAQUIN | CITY OF STOCKTON, WASTE WATER PLANT |  | TRUE
G0570 | SOLEDAD STATE PRISON |  | OIL/GAS | OIL/GAS | NATURAL GAS |  | 2.2 |  | COGEN | 2.2 | 1985-10-26 | PG&E | MONTEREY | INTERNATIONAL POWER TECHNOLOGY |  | TRUE
G0518 | SAINT AGNES HOSPITAL |  | OIL/GAS | OIL/GAS | NATURAL GAS | GAS TURBINE/HEAT RECOVERY STEAM GENERATR | 2.325 |  | COGEN | 2.325 | 1985-11-21 | PG&E | FRESNO | SAINT AGNES COGENERATION |  | TRUE
G0072 | CALIFORNIA MEDICAL FACILITY |  | OIL/GAS | OIL/GAS | NATURAL GAS |  | 1.5 |  | COGEN | 2.5 |  | PG&E | SOLANO |  |  | FALSE
G0541 | SANTA CRUZ COGEN | A.K.A. FACKLER COGEN | OIL/GAS | OIL/GAS | NATURAL GAS |  | 2.635 |  | COGEN | 2.635 | 1985-11-01 | PG&E | SANTA CRUZ | UC SANTA CRUZ |  | TRUE
G0751 | CORN PRODUCTS |  | OIL/GAS | OIL/GAS | NATURAL GAS | GAS TURBINE | 2.85 |  | COGEN | 2.85 | 1988-03-02 | PG&E | SAN JOAQUIN | CORN PRODUCTS |  | TRUE
G0340 | SUMMIT MEDICAL COGENERATION |  | OIL/GAS | OIL/GAS | NATURAL GAS |  | 2.86 |  | COGEN | 2.86 | 1985-03-15 | PG&E | ALAMEDA | SUMMIT MEDICAL CENTER |  | TRUE
G0101 | CHEVRON (CONCORD) | CHEVRON COMPUTER CENTER; CHEVRON USA(CONCORD) | OIL/GAS | OIL/GAS | NATURAL GAS |  | 3 |  | COGEN | 3 | 1988-03-29 | PG&E | CONTRA COSTA |  | CHEVRON U.S.A. | TRUE
G0653 | YOUNTVILLE COGEN | A.K.A. VETERAN'S HOME OF CALIFORNIA | OIL/GAS | OIL/GAS | NATURAL GAS |  | 3 |  | COGEN | 3 | 1986-08-06 | PG&E | NAPA |  |  | TRUE
G0556 | CAL RESOURCES (N. MIDWAY SUNSET) | AERA (N. MIDWAY SUNSET) | OIL/GAS | OIL/GAS | NATURAL GAS |  | 4.25 |  | COGEN | 3.5 | 1988-06-19 | PG&E | KERN | AERA | AERA | TRUE
G0639 | UC DAVIS - PLANT SERVICES |  | OIL/GAS | OIL/GAS | NATURAL GAS |  | 3.5 |  | COGEN | 3.5 | 1982-03-26 | PG&E | YOLO | UNIVERSITY OF CALIFORNIA DAVIS |  | TRUE
G0378 | MULE CREEK STATE PRISON |  | OIL/GAS | OIL/GAS | NATURAL GAS | INTERNAL COMBUSTION ENGINE | 3 |  | COGEN | 3.5 | 1989-01-01 | PG&E | AMADOR | MULE CREEK STATE PRISON | MULE CREEK STATE PRISON | TRUE
G0596 | ARCO OIL & GAS (FEE "B") | ARCO FEE B | OIL/GAS | OIL/GAS | NATURAL GAS | GAS TURBINE | 3.725 |  | COGEN | 3.725 | 1987-04-28 | PG&E | KERN | ARCO | ARCO | TRUE
G0644 | NUEVO ENERGY COMPANY (WELPORT) |  | OIL/GAS | OIL/GAS | NATURAL GAS |  | 4 |  | COGEN | 3.75 | 1990-01-27 | PG&E | KERN |  |  | TRUE
G0494 | RHONE-POULENC (STAUFFER CHEMICAL) | A.K.A. MARTINEZ REGEN SULFURIC ACID PLANT | OIL/GAS | OIL/GAS | NATURAL GAS | GAS TURBINE/HEAT RECOVERY STEAM GENERATR | 4 |  | COGEN | 4 | 1977-06-01 | PG&E | CONTRA COSTA | STAUFFER CHEMICAL |  | TRUE
G0031 | ARCO OIL & GAS (OXFORD) | ARCO OXFORD COGEN | OIL/GAS | OIL/GAS | NATURAL GAS |  | 5.2 |  | COGEN | 5.2 | 1984-09-19 | PG&E | KERN | ARCO | ARCO | TRUE
G0295 | KINGS COUNTY STATE PRISON |  | OIL/GAS | OIL/GAS | NATURAL GAS |  | 5.2 |  | COGEN | 5.2 | 1992-11-26 | PG&E | KINGS | KINGS COUNTY PRISON |  | TRUE
G0087 | SAN JOSE COGEN |  | OIL/GAS | OIL/GAS | NATURAL GAS |  | 6 |  | COGEN | 6 | 1984-12-18 | PG&E | SANTA CLARA | INTERNATIONAL POWER TECHNOLOGY |  | TRUE
G0216 | FRITO-LAY |  | OIL/GAS | OIL/GAS | NATURAL GAS | GAS TURBINE | 6 |  | COGEN | 6 | 1986-04-02 | PG&E | KERN | FRITO-LAY INC | FRITO-LAY INC | TRUE
G0254 | HERSHEY CHOCOLATE U.S.A. |  | OIL/GAS | OIL/GAS | NATURAL GAS |  | 6 |  | COGEN | 6 | 1989-02-05 | PG&E | STANISLAUS | HERSHEY CHOCOLATE CO. |  | TRUE
G0515 | SRI INTERNATIONAL |  | OIL/GAS | OIL/GAS | NATURAL GAS |  | 6 |  | COGEN | 6 | 1987-03-10 | PG&E | SAN MATEO | INTERNATIONAL POWER TECHNOLOGY |  | TRUE
G0589 | MONTEREY POWER COMPANY | F.K.A. SUNNYSIDE COGEN | OIL/GAS | OIL/GAS | NATURAL GAS |  | 6 |  | COGEN | 6 | 1990-12-29 | PG&E | MONTEREY | SUNNYSIDE COGENERATION INC. |  | TRUE
G0627 | NUEVO ENERGY COMPANY (DOME) |  | OIL/GAS | OIL/GAS | NATURAL GAS |  | 6.064 |  | COGEN | 6.064 | 1988-09-02 | PG&E | KERN |  | UNOCAL | TRUE
G0761 | SANTA BARBARA COTTAGE HOSPITAL |  | OIL/GAS | OIL/GAS | NATURAL GAS |  | 6.4 |  | COGEN | 6.4 | 1985-12-01 | PG&E | SANTA BARBARA |  |  | FALSE
G0017 | BYRON POWER COMPANY |  | OIL/GAS | OIL/GAS | NATURAL GAS |  | 6.5 |  | COGEN | 6.5 | 1990-04-13 | PG&E | SAN JOAQUIN |  | FAYETTE KALINA | TRUE
G0595 | ARCO OIL & GAS (FEE "A") | ARCO FEE A | OIL/GAS | OIL/GAS | NATURAL GAS | GAS TURBINE | 7.45 |  | COGEN | 7.45 | 1986-06-25 | PG&E | KERN | ARCO | ARCO | TRUE
G0597 | ARCO OIL & GAS (FEE "C") | ARCO FEE C | OIL/GAS | OIL/GAS | NATURAL GAS | GAS TURBINE | 7.45 |  | COGEN | 7.45 | 1987-02-26 | PG&E | KERN | ARCO | ARCO | TRUE
G0056 | SANTA MARIA COGEN |  | OIL/GAS | OIL/GAS | NATURAL GAS |  | 8.044 |  | COGEN | 8.044 | 1989-06-21 | PG&E | SANTA BARBARA | BONNEVILLE PACIFIC | Do Not Mail--Santa Maria Cogen | TRUE
G0424 | OROVILLE COGENERATION |  | OIL/GAS | OIL/GAS | NATURAL GAS | INTERNAL COMBUSTION ENGINE | 8.5 |  | COGEN | 8.5 | 1989-12-18 | PG&E | BUTTE | LOUISIANA PACIFIC CORPORATION | LOUISIANA PACIFIC CORPORATION | TRUE
G0557 | AL RESOURCES (COALINGA) | AERA (COALINGA) | OIL/GAS | OIL/GAS | NATURAL GAS | GAS TURBINE/HEAT RECOVERY STEAM GENERATR | 8.5 |  | COGEN | 8.5 | 1988-06-03 | PG&E | FRESNO | AERA | AERA | TRUE
G0107 | CHEVRON (TAFT/CADET) |  | OIL/GAS | OIL/GAS | NATURAL GAS |  | 10 |  | COGEN | 10 | 1982-07-26 | PG&E | KERN |  | CHEVRON U.S.A. | TRUE
G0283 | SAN JOAQUIN POWER COMPANY |  | OIL/GAS | OIL/GAS | NATURAL GAS |  | 10.75 |  | COGEN | 10.75 | 1991-04-19 | PG&E | MERCED | JRW & ASSOCIATES |  | TRUE
G0601 | TEXACO (NORTH MIDWAY) |  | OIL/GAS | OIL/GAS | NATURAL GAS |  | 10.97 |  | COGEN | 10.97 | 1987-10-01 | PG&E | KERN |  | Texaco | TRUE
G0599 | TEXACO (LOST HILLS) |  | OIL/GAS | OIL/GAS | NATURAL GAS |  | 10.969 |  | COGEN | 10.97 | 1985-10-08 | PG&E | KERN |  | Texaco | TRUE
G0600 | TEXACO (MCKITTRICK) |  | OIL/GAS | OIL/GAS | NATURAL GAS |  | 10.969 |  | COGEN | 10.97 | 1994-10-01 | PG&E | KERN |  | Texaco | TRUE
G0509 | C & H SUGAR |  | OIL/GAS | OIL/GAS | NATURAL GAS | GAS TURBINE | 16.25 |  | COGEN | 16.25 | 1996-05-27 | PG&E | CONTRA COSTA |  |  | TRUE
G0100 | COALINGA 6C/25D |  | OIL/GAS | OIL/GAS | NATURAL GAS | GAS TURBINE/HEAT RECOVERY STEAM GENERATR | 16.5 |  | COGEN | 16.5 | 1986-11-07 | PG&E | FRESNO |  | CHEVRON U.S.A. | TRUE
G0368 | BERRY PETROLEUM COMPANY | MONARCH COGENERATION | OIL/GAS | OIL/GAS | NATURAL GAS |  | 17 |  | COGEN | 17 | 1985-03-14 | PG&E | KERN | MONARCH COGENERATION |  | TRUE
G0102 | CHEVRON CYMRIC | CHEVRON CYMRIC, CYMRIC 6Z/31 X/36W | OIL/GAS | OIL/GAS | NATURAL GAS |  | 21.04 |  | COGEN | 21.04 | 1982-10-15 | PG&E | KERN | CHEVRON U.S.A. | CHEVRON U.S.A. | TRUE
G0384 | FRESNO COGENERATION PARTNERS | A.K.A. AGRICO COGEN, SAN JOAQUIN COGEN | OIL/GAS | OIL/GAS | NATURAL GAS |  | 25 |  | COGEN | 25 | 1984-03-14 | PG&E | FRESNO |  | FRESNO COGENERATION PARTNERS | TRUE
G0380 | LODI | LODI CT | OIL/GAS | OIL/GAS | NATURAL GAS | COMBUSTION TURBINE | 26.45 |  | NOT COGEN | 25.2 | 1986-02-01 | PG&E | SAN JOAQUIN | NCPA | NCPA (75%), CSC (25%) | FALSE
G0405 | PE - BERKELEY, INC. | O.L.S. ENERGY (BERKELEY) or UC BERKELEY MAIN STEAM PLANT | OIL/GAS | OIL/GAS | NATURAL GAS, DIS |  | 26.35 |  | COGEN | 26.35 | 1987-05-19 | PG&E | ALAMEDA | UC BERKELEY | PE- Berkeley, Inc (Lessee)_ | TRUE
G0356 | MIDSUN PARTNERS |  | OIL/GAS | OIL/GAS | NATURAL GAS |  | 27.35 |  | COGEN | 27.295 | 1989-04-01 | PG&E | KERN | MIDSUN PARTNERS L.P. | LFC Power Systems Corp. | TRUE
G0630 | TOSCO SFAR CARBON | A.K.A. CONTRA COSTA CARBON PLANT or UNOCAL CHEMICAL DIVISION | OIL/GAS | OIL/GAS | NATURAL GAS |  | 27.38 |  | COGEN | 27.38 | 1984-02-01 | PG&E | CONTRA COSTA | UNION OIL COMPANY | TOSCO | TRUE
G0661 | CALPINE MONTEREY COGEN | A.K.A. WATSONVILLE COGEN | OIL/GAS | OIL/GAS | NATURAL GAS |  | 28.5 |  | COGEN | 28.5 | 1901-06-15 | PG&E | SANTA CRUZ | WATSONVILLE COGENERATION | CALPINE | TRUE
G0636 | UNITED COGEN, INC. |  | OIL/GAS | OIL/GAS | NATURAL GAS |  | 30 |  | COGEN | 30 | 1987-01-01 | PG&E | SAN MATEO | UNITED AIRLINES | United Airlines SFONU | TRUE
G0005 | CITY OF REDDING |  | OIL/GAS | OIL/GAS | NATURAL GAS |  | 28 |  | COGEN | 30 | 1989-01-04 | PG&E | SHASTA |  | CITY OF REDDING | TRUE
G0144 | JEFFERSON SMURFIT / SANTA CLARA COGENERATION |  | OIL/GAS | OIL/GAS | NATURAL GAS |  | 30.545 |  | COGEN | 30.55 | 1901-06-15 | PG&E | SANTA CLARA |  | JEFFERSON SMURFIT CONTAINER | TRUE
G0173 | DAI/OILDALE CO-GEN. PROJECT | A.K.A. DIAMOND ENERGY or DEXZEL | OIL/GAS | OIL/GAS | NATURAL GAS/EOR | GAS TURBINE | 32 |  | COGEN | 32 | 1989-11-30 | PG&E | KERN | DIAMOND ENERGY | DIAMOND ENERGY INC. | TRUE
G0409 | OILDALE ENERGY LLC |  | OIL/GAS | OIL/GAS | NATURAL GAS |  | 33.8 |  | COGEN | 33.8 | 1984-12-29 | PG&E | KERN | OILDALE COGENERATION PARTNERS | OILDALE ENERGY LLC | TRUE
G0558 | SEKR COGENERATION | CAL RESOURCES (SE KERN RIVER) | OIL/GAS | OIL/GAS | NATURAL GAS |  | 34.468 |  | COGEN | 34.468 | 1989-01-31 | PG&E | KERN | AERA | Texaco | TRUE
G0286 | PE - KES KINGSBURG, LLC | KES KINGSBURG | OIL/GAS | OIL/GAS | NATURAL GAS, DIST, C |  | 34.5 |  | COGEN | 34.5 | 1990-12-05 | PG&E | FRESNO | KENETECH FACILITIES MANAGEMENT INC. | PE Management-Kingsburg, LLC | TRUE
G0131 | COALINGA COGENERATION COMPANY |  | OIL/GAS | OIL/GAS | NATURAL GAS /EOR |  | 41 |  | COGEN | 36 | 1951-01-01 | PG&E | FRESNO |  | COALINGA COGENERATION | TRUE
G0221 | OLS ENERGY - AGNEWS, INC. | AGNEWS STATE HOSPITAL | OIL/GAS | OIL/GAS | NATURAL GAS |  | 36.1 |  | COGEN | 36.1 | 1991-04-01 | PG&E | SANTA CLARA | CALPINE | CALPINE | TRUE
G0536 | SANGER POWER & FEED | A.K.A. DYNAMIS COGEN | OIL/GAS | OIL/GAS | NATURAL GAS |  | 38 |  | COGEN | 38 | 1991-05-01 | PG&E | FRESNO | DYNAMIS INC. | DYNAMIS INC. | TRUE
G0638 | BERRY COGEN-MIDWAY SUNSET | A.K.A. BERRY PETROLEUM COGEN | OIL/GAS | OIL/GAS | NATURAL GAS |  | 38 |  | COGEN | 38 | 1997-01-16 | PG&E | KERN | UNIVERSITY COGEN | Berry Petroleum Co. | TRUE
G0364 | MOBILE GT | MOBILE UNIT #1; CONTRA COSTA MOBILE, MOBILE UNIT #1 | OIL/GAS | OIL/GAS | NATURAL GAS | GAS COMBUSTION TURBINE | 45 |  | NOT COGEN | 39.9 | 1975-08-01 | PG&E | CONTRA COSTA | PG&E | PG&E | FALSE
G0563 | WHEELABRATOR LASSEN | A.K.A. SHASTA MILL COGENERATION | OIL/GAS | OIL/GAS | NATURAL GAS |  | 42 |  | COGEN | 42 | 1983-05-01 | PG&E | SHASTA | SIMPSON PAPER COMPANY | Wheelabrator-Lassen | TRUE
G0760 | O'BRIEN ENERGY SYSTEMS (SANTA MARIA) |  | OIL/GAS | OIL/GAS | NATURAL GAS |  | 43 |  | COGEN | 43 | 1986-04-01 | PG&E | SANTA BARBARA |  |  | FALSE
G0355 | MID-SET COGENERATION |  | OIL/GAS | OIL/GAS | NATURAL GAS |  | 46 |  | COGEN | 46 | 1989-03-16 | PG&E | KERN | MID-SET COGENERATION | Mid-Set Cogeneration Company | TRUE
G0315 | LIVE OAK LIMITED |  | OIL/GAS | OIL/GAS | NATURAL GAS |  | 48.094 |  | COGEN | 48 | 1991-03-16 | PG&E | KERN | EL PASO MERCHANT ENERGY | EL PASO MERCHANT ENERGY | TRUE
G0339 | MCKITTRICK LIMITED |  | OIL/GAS | OIL/GAS | NATURAL GAS |  | 48.094 |  | COGEN | 48 | 1991-10-16 | PG&E | KERN | EL PASO MERCHANT ENERGY | EL PASO MERCHANT ENERGY | TRUE
G0516 | SOUTH BELRIDGE COGEN | SWEPI BELRIDGE OR CAL RESOURCES (S. BELRIDGE) | OIL/GAS | OIL/GAS | NATURAL GAS | GAS TURBINE | 48 |  | COGEN | 48 | 1986-01-10 | PG&E | KERN | CAL RESOURCES LLC | CAL RESOURCES LLC | TRUE
G0040 | BADGER CREEK LIMITED | BADGER CREEK COGEN | OIL/GAS | OIL/GAS | NATURAL GAS | GAS TURBINE | 48.094 |  | COGEN | 48.094 | 1991-03-16 | PG&E | KERN | EL PASO MERCHANT ENERGY | EL PASO MERCHANT ENERGY | TRUE
G0292 | KERN FRONT LIMITED |  | OIL/GAS | OIL/GAS | NATURAL GAS | GAS TURBINE | 48.094 |  | COGEN | 48.094 | 1901-06-01 | PG&E | KERN | EL PASO MERCHANT ENERGY | EL PASO MERCHANT ENERGY | TRUE
G0429 | CHALK CLIFF COGEN |  | OIL/GAS | OIL/GAS | NATURAL GAS |  | 48.094 |  | COGEN | 48.094 | 1986-06-01 | PG&E | KERN | EL PASO MERCHANT ENERGY | EL PASO MERCHANT ENERGY | TRUE
G0176 | DOUBLE "C" LIMITED |  | OIL/GAS | OIL/GAS | NATURAL GAS | GAS TURBINEE | 48.09 |  | COGEN | 48.094 | 1996-10-01 | PG&E | KERN | EL PASO MERCHANT ENERGY | EL PASO MERCHANT ENERGY | TRUE
G0258 | HIGH SIERRA LIMITED |  | OIL/GAS | OIL/GAS | NATURAL GAS | GAS TURBINE | 48.09 |  | COGEN | 48.094 | 1986-01-01 | PG&E | KERN | EL PASO MERCHANT ENERGY | EL PASO MERCHANT ENERGY | TRUE
G0428 | BEAR MOUNTAIN LIMITED | BEAR MOUNTAIN COGEN | OIL/GAS | OIL/GAS | NATURAL GAS | GAS TURBINE | 48.094 |  | COGEN | 48.1 | 1991-10-16 | PG&E | KERN | EL PASO MERCHANT ENERGY | EL PASO MERCHANT ENERGY | TRUE
G0103 | CHEVRON (KERN RIVER EASTRIDGE) |  | OIL/GAS | OIL/GAS | NATURAL GAS |  | 44 |  | COGEN | 48.8 | 1988-06-13 | PG&E | KERN | CHEVRON U.S.A. | CHEVRON U.S.A. | TRUE
G0686 | YUBA CITY COGEN |  | OIL/GAS | OIL/GAS | NATURAL GAS |  | 49 |  | COGEN | 49 | 1990-12-27 | PG&E | SUTTER |  | YUBA CITY COGEN | TRUE
G0238 | GREENLEAF UNIT ONE |  | OIL/GAS | OIL/GAS | NATURAL GAS |  | 49.5 |  | COGEN | 49.5 | 1989-01-11 | PG&E | SUTTER | LFC POWER INC. | CALPINE | TRUE
G0239 | GREENLEAF UNIT TWO |  | OIL/GAS | OIL/GAS | NATURAL GAS |  | 49.5 |  | COGEN | 49.5 | 1989-10-12 | PG&E | SUTTER | GREENLEAF UNIT TWO ASSOCIATES, INC | CALPINE | TRUE
G0224 | GAYLORD CONTAINER |  | OIL/GAS | OIL/GAS | NATURAL GAS |  | 49.67 |  | COGEN | 49.67 | 1980-06-01 | PG&E | CONTRA COSTA | GAYLORD CONTAINERS | Gaylord Container Corp. | TRUE
G0080 | CARDINAL COGENERATION |  | OIL/GAS | OIL/GAS | NATURAL GAS |  | 49.9 |  | COGEN | 49.9 | 1988-02-20 | PG&E | SANTA CLARA |  | Stanford University | TRUE
G0632 | SAN FRANCISCO REFINERY |  | OIL/GAS | OIL/GAS | NATURAL GAS |  | 49.9 |  | COGEN | 49.9 | 1987-05-21 | PG&E | CONTRA COSTA |  |  | TRUE
G0564 | RIPON COGENERATION |  | OIL/GAS | OIL/GAS | NATURAL GAS |  | 49.5 |  | COGEN | 49.9 | 1988-05-01 | PG&E | SAN JOAQUIN | SIMPSON PAPER COMPANY | Ripon Cogeneration, Inc. | TRUE
G0382 | ROSEVILLE |  | OIL/GAS | OIL/GAS | NATURAL GAS | COMBUSTION TURBINE | 53.75 |  | NOT COGEN | 50.4 | 1986-04-01 | PG&E | PLACER | NCPA | NCPA (75%), CSC (25%) | FALSE
G0379 | ALAMEDA |  | OIL/GAS | OIL/GAS | NATURAL GAS | COMBUSTION TURBINE | 51.65 |  | NOT COGEN | 50.4 | 1955-01-01 | PG&E | ALAMEDA | NCPA | NCPA 75%, CSC 25% | FALSE
G0529 | SAN JOAQUIN COGEN |  | OIL/GAS | OIL/GAS | NATURAL GAS |  | 49.9 |  | COGEN | 55 | 1990-04-01 | PG&E | SAN JOAQUIN | EL PASO MERCHANT ENERGY | EL PASO MERCHANT ENERGY | TRUE
G0177 | CALPINE PITTSBURG | A.K.A. PITTSBURG SITE or DOW CHEMICAL COMPANY | OIL/GAS | OIL/GAS | NATURAL GAS, HYDROGE | GAS TURBINE | 70 |  | COGEN | 70 | 1977-07-01 | PG&E | CONTRA COSTA | DOW CHEMICAL | CALPINE | TRUE
G0613 | FOSTER-WHEELER MARTINEZ COGEN L.P. | A.K.A TOSCO MARTINEZ | OIL/GAS | OIL/GAS | NATURAL GAS | GAS TURBINE/HEAT RECOVERY STEAM GENERATR | 99.9 |  | COGEN | 99.9 | 1987-02-23 | PG&E | CONTRA COSTA | FOSTER WHEELER MARTINEZ | FOSTER WHEELER POWER SYSTEMS, INC. | TRUE
G0268 | HUMBOLDT BAY |  | OIL/GAS | OIL/GAS | NATURAL, DISTILLATE | COMBUSTION TURBINE, STEAM TURBINE | 105 |  | NOT COGEN | 102.4 | 1971-01-01 | PG&E | HUMBOLDT | PG&E | PG&E | FALSE
G0019 | CALPINE KING CITY COGENERATION | A.K.A AMERICAN #1 | OIL/GAS | OIL/GAS | NATURAL GAS |  | 120 |  | COGEN | 120 | 1989-03-14 | PG&E | MONTEREY | UTILCO GROUP | CALPINE /KING CITY COGENERATION LLC | TRUE
G0229 | GILROY COGENERATION |  | OIL/GAS | OIL/GAS | NATURAL GAS |  | 130 |  | COGEN | 130 | 1987-09-18 | PG&E | SANTA CLARA | GILROY ENERGY CO. | CALPINE | TRUE
G0104 | RICHMOND REFINERY COGEN | CHEVRON (RICHMOND REFINERY) | OIL/GAS | OIL/GAS | NATURAL GAS, DISTILL |  | 99 |  | COGEN | 135 | 1992-08-31 | PG&E | CONTRA COSTA |  | CHEVRON U.S.A. | TRUE
G0406 | OAKLAND | OAKLAND | OIL/GAS | OIL/GAS | DISTILLATE OIL | GAS COMBUSTION TURBINE | 165 |  | NOT COGEN | 201.3 | 1978-11-01 | PG&E | ALAMEDA |  | DUKE ENERGY POWER SERVICES | FALSE
G0161 | CROCKETT COGENERATION |  | OIL/GAS | OIL/GAS | NATURAL GAS |  | 260 |  | COGEN | 268 | 1987-06-01 | PG&E | CONTRA COSTA |  | CROCKETT COGENERATION | TRUE
G0462 | POTRERO |  | OIL/GAS | OIL/GAS | NATURAL GAS | COMBUSTION TURBINE, STEAM TURBINE | 722 |  | COGEN | 419.2 |  | PG&E | SAN FRANCISCO | SOUTHERN ENERGY POTRERO LLC | SOUTHERN ENERGY POTRERO LLC | FALSE
G0272 | HUNTERS POINT |  | OIL/GAS | OIL/GAS | NATURAL, DISTILLATE | GAS COMBUSTION TURBINE,STEAM TURBINE | 429 |  | NOT COGEN | 427.8 | 1983-10-19 | PG&E | SAN FRANCISCO | PG&E | PG&E | FALSE
G0147 | CONTRA COSTA |  | OIL/GAS | OIL/GAS | NATURAL GAS | STEAM TURBINE | 680 |  | NOT COGEN | 718 | 1954-01-01 | PG&E | CONTRA COSTA | SOUTHERN ENERGY DELTA LLC | SOUTHERN ENERGY DELTA LLC | FALSE
G0371 | MORRO BAY |  | OIL/GAS | OIL/GAS | NATURAL GAS | STEAM TURBINE | 1002 |  | NOT COGEN | 1002 | 1955-10-01 | PG&E | SAN LUIS OBISPO | DUKE ENERGY | DUKE ENERGY | FALSE
G0372 | MOSS LANDING | MOSS LANDING #1-#7 | OIL/GAS | OIL/GAS | NATURAL GAS | STEAM TURBINE COMBINED CYCLE | 1090 |  | NOT COGEN | 1506 | 1950-04-01 | PG&E | MONTEREY | DUKE ENERGY | DUKE ENERGY | FALSE
G0450 | PITTSBURG | PITTSBURG #1-#7 | OIL/GAS | OIL/GAS | NATURAL GAS | STEAM TURBINE | 2022 |  | NOT COGEN | 2028.7 | 1954-07-01 | PG&E | CONTRA COSTA | SOUTHERN ENERGY DELTA LLC | SOUTHERN ENERGY DELTA LLC | FALSE
G0755 | MARTINEZ REFINING CO. | SHELL OIL REFINERY | OIL/GAS | OIL/GAS | NATURAL GAS |  | 90 |  | COGEN |  | 1995-11-01 | PG&E | CONTRA COSTA |  | MARTINEZ REFINING CO. | TRUE
G0520 | SALINAS RIVER COGEN |  | OIL/GAS | OIL/GAS | NATURAL GAS |  | 49.6 |  | COGEN |  | 1992-03-01 | PG&E | MONTEREY |  | Salinas River Cogeneration Company | TRUE
G0466 | PROCTER & GAMBLE (SACRAMENTO) |  | OIL/GAS | OIL/GAS | NATURAL GAS |  | 20.3 |  | COGEN |  | 1994-01-15 | PG&E | SACRAMENTO | PROCTER & GAMBLE |  | TRUE
G0775 | OCCIDENTAL OF ELK HILLS, INC. | NAVY 35R | OIL/GAS | OIL/GAS | NATURAL GAS |  | 10 |  | COGEN |  | 1994-11-02 | PG&E | KERN |  | CCIDENTAL OF ELK HILLS, INC. | TRUE
G0116 | CITY OF FAIRFIELD |  | OIL/GAS | OIL/GAS | NATURAL GAS |  | 0.775 |  | COGEN |  | 1984-08-15 | PG&E | SOLANO |  |  | TRUE
G0539 | SANTA CRUZ WWTP |  | OIL/GAS | OIL/GAS | NATURAL GAS |  | 0.65 |  | COGEN |  | 1991-11-01 | PG&E | SANTA CRUZ |  |  | TRUE
G0098 | OWL COMPANIES |  | OIL/GAS | OIL/GAS | NATURAL GAS |  | 0.6 |  | COGEN |  | 1985-12-30 | PG&E | SANTA CRUZ | OWL COMAPNIES |  | TRUE
G0038 | ASILOMAR |  | OIL/GAS | OIL/GAS | NATURAL GAS |  | 0.55 |  | COGEN |  | 1985-09-06 | PG&E | MONTEREY | ASILOMAR OPERATIONAL COMPANY |  | TRUE
G0647 | CITY OF VACAVILLE (COMMUNITY CENTER) | VACAVILLE COMMUNITY CENTER | OIL/GAS | OIL/GAS | NATURAL GAS |  | 0.45 |  | COGEN |  | 1986-07-09 | PG&E | SOLANO |  |  | TRUE
G0256 | HEUBLEIN WINES |  | OIL/GAS | OIL/GAS | NATURAL GAS |  | 0.325 |  | COGEN |  | 1984-08-24 | PG&E | MADERA |  |  | TRUE
G0296 | KOCH CALIFORNIA LIMITED |  | OIL/GAS | OIL/GAS | NATURAL GAS |  | 0.3 |  | COGEN |  | 1985-02-12 | PG&E | SAN LUIS OBISPO |  |  | TRUE
G0624 | UC SANTA CRUZ SPORTS FACILITY |  | OIL/GAS | OIL/GAS | NATURAL GAS |  | 0.29 |  | COGEN |  | 1988-09-16 | PG&E | SANTA CRUZ |  |  | TRUE
G0666 | COUNTY OF SANTA CRUZ (WATER STREET JAIL) |  | OIL/GAS | OIL/GAS | NATURAL GAS |  | 0.18 |  | COGEN |  | 1987-09-01 | PG&E | SANTA CRUZ |  |  | TRUE
G0446 | STANFORD ENERGY GROUP | A.K.A. PIEDMONT GARDENS | OIL/GAS | OIL/GAS | NATURAL GAS |  | 0.115 |  | COGEN |  | 1986-01-08 | PG&E | ALAMEDA |  |  | TRUE
G0160 | CITY OF CONCORD | A.K.A. COWELL SWIM CENTER | OIL/GAS | OIL/GAS | NATURAL GAS |  | 0.105 |  | COGEN |  | 1986-10-01 | PG&E | CONTRA COSTA |  |  | TRUE
G0207 | FISHER NURSERY |  | OIL/GAS | OIL/GAS | NATURAL GAS |  | 0.1 |  | COGEN |  | 1988-04-04 | PG&E | SAN JOAQUIN |  |  | TRUE
G0547 | SARGENT CANYON COGEN |  | OIL/GAS | OIL/GAS | NATURAL GAS/EOR |  | 49.6 |  | COGEN |  | 1992-02-01 | PG&E | MONTEREY | MISSION OPERATIONS & MAINTENANCE | Sargent Canyon Cogeneration Company | TRUE
S0091 | KERMAN PV | KERMA | SOLAR | SOLAR | PHOTOVOLTAIC | PHOTOVOLTAIC, SUN | 0.5 |  | NOT COGEN | 0.5 | 1993-01-01 | PG&E | FRESNO |  | PG&E | FALSE
S0045 | PVUSA SOLAR 1 |  | SOLAR | SOLAR | PHOTOVOLTAIC | PHOTOVOLTAIC, SUN | 1 |  | NOT COGEN | 1 | 1990-01-01 | PG&E | YOLO | SMUD | CALIFORNIA ENERGY COMMISSION | FALSE
W0177 | GREEN RODGE POWER LLC (70 MW-D) | ALTAMONT INFRASTRUCTURE COMPANY - | WIND | WIND | WIND |  | 1.5 |  | NOT COGEN | 1.5 | 1991-01-01 | PG&E | SOLANO |  |  | TRUE
W0158 | GREEN RODGE POWER LLC (5.9 MW) | ALTAMONT INFRASTRUCTURE COMPANY - | WIND | WIND | WIND |  | 5.9 |  | NOT COGEN | 5.9 | 1988-03-02 | PG&E | SAN JOAQUIN |  |  | TRUE
W0169 | GREEN RODGE POWER LLC (10MW) | ALTAMONT INFRASTRUCTURE COMPANY - | WIND | WIND | WIND |  | 10 |  | NOT COGEN | 10 | 1990-01-01 | PG&E | SOLANO |  |  | TRUE
W0173 | GREEN RODGE POWER LLC (10MW-C) | ALTAMONT INFRASTRUCTURE COMPANY - | WIND | WIND | WIND |  | 11.9 |  | NOT COGEN | 11.9 | 1990-01-02 | PG&E | SAN JOAQUIN |  |  | TRUE
W0004 | NORTHWIND ENERGY | A.K.A. NORTHWIND VAQUERO-SOUZA WINDPARK | WIND | WIND | WIND |  | 15.5 |  | NOT COGEN | 13.08 | 1986-01-04 | PG&E | ALAMEDA | ALTAMONT ENERGY CORP, GRANT LINE ENERGY |  | TRUE
W0174 | GREEN RODGE POWER LLC (10MW-D) | ALTAMONT INFRASTRUCTURE COMPANY - | WIND | WIND | WIND |  | 15 |  | NOT COGEN | 15 | 1991-01-01 | PG&E | SAN JOAQUIN |  |  | TRUE
W0202 | ZOND WINDSYSTEM PARTNERS LTD SERI |  | WIND | WIND | WIND |  | 20 |  | NOT COGEN | 18 | 1985-12-30 | PG&E | ALAMEDA | ZOND SYSTEMS, INC | PG&E | TRUE
W0167 | GREEN RODGE POWER LLC (70 MW-B) | ALTAMONT INFRASTRUCTURE COMPANY - | WIND | WIND | WIND |  | 18.5 |  | NOT COGEN | 18.5 | 1990-01-01 | PG&E | SOLANO |  |  | TRUE
W0166 | GREEN RODGE POWER LLC (70 MW-A) | ALTAMONT INFRASTRUCTURE COMPANY - | WIND | WIND | WIND |  | 20 |  |  | 19.9 | 1988-04-01 | PG&E | SAN JOAQUIN |  |  | TRUE
W0105 | PATTERSON PASS WIND FARM LLC |  | WIND | WIND | WIND |  | 22 |  | NOT COGEN | 21.84 | 1985-04-02 | PG&E | SAN JOAQUIN | FORAS SERVICE CORP | FORAS ENERGY | FALSE
W0176 | GREEN RODGE POWER LLC (23.8 MW) | ALTAMONT INFRASTRUCTURE COMPANY - | WIND | WIND | WIND |  | 23.8 |  | NOT COGEN | 23.8 | 1987-01-05 | PG&E | SAN JOAQUIN |  |  | TRUE
W0083 | TRES VAQUEROS WINDFARMS, LLC |  | WIND | WIND | WIND |  | 28 |  | NOT COGEN | 28.3 | 1986-01-04 | PG&E | CONTRA COSTA | HOWDEN WIND PARK |  | TRUE
W0168 | GREEN RODGE POWER LLC (70 MW-C) | ALTAMONT INFRASTRUCTURE COMPANY - | WIND | WIND | WIND |  | 30 |  | NOT COGEN | 30 | 1991-01-01 | PG&E | SOLANO |  |  | TRUE
W0172 | GREEN RODGE POWER LLC (10MW-B) | ALTAMONT INFRASTRUCTURE COMPANY - | WIND | WIND | WIND |  | 30 |  | NOT COGEN | 30 | 1988-04-01 | PG&E | SAN JOAQUIN |  |  | TRUE
W0175 | GREEN RODGE POWER LLC (30 MW) | ALTAMONT INFRASTRUCTURE COMPANY - | WIND | WIND | WIND |  | 30 |  | NOT COGEN | 30.4 | 1988-03-01 | PG&E | SAN JOAQUIN | US WINDPOWER, INC. | US WINDPOWER, INC. | TRUE
W0087 | INTERNATIONAL TURBINE RESEARCH, I |  | WIND | WIND | WIND |  | 16 |  | NOT COGEN | 34 | 1988-06-14 | PG&E | MERCED | INTERNATIONAL TURBINE RESEARCH |  | TRUE
W0171 | GREEN RODGE POWER LLC (10MW-A) | ALTAMONT INFRASTRUCTURE COMPANY - | WIND | WIND | WIND |  | 43.1 |  | NOT COGEN | 43.1 | 1988-01-01 | PG&E | SAN JOAQUIN |  |  | TRUE
W0007 | ALTAMONT MIDWAY, LTD. |  | WIND | WIND | WIND |  | 12.5 |  | NOT COGEN | 50 | 1985-04-16 | PG&E | SAN JOAQUIN | ALTAMONT MIDWAY LTD |  | TRUE
W0193 | WINDDRIVEN, INC. |  | WIND | WIND | WIND |  | 37.55 |  | NOT COGEN | 60 | 1984-09-01 | PG&E | CONTRA COSTA | WINDMASTER |  | TRUE
W0165 | GREEN RODGE POWER LLC (70 MW) | ALTAMONT INFRASTRUCTURE COMPANY - | WIND | WIND | WIND |  | 72 |  | NOT COGEN | 70 | 1989-12-01 | PG&E | ALAMEDA | US WINDPOWER, INC. | WINDPOWER PARTNERS 1989, L.P | TRUE
W0162 | GREEN RODGE POWER LLC (110MW) | ALTAMONT INFRASTRUCTURE COMPANY | WIND | WIND | WIND |  | 110 |  | NOT COGEN | 113.1 | 1986-01-01 | PG&E | ALAMEDA |  |  | TRUE
W0054 | ARCADIAN RENEWABLE POWER CORP |  | WIND | WIND | WIND |  | 30 |  | NOT COGEN |  | 1983-03-15 | PG&E | SAN JOAQUIN | FAYETTE MANUFACTURING COMPANY |  | TRUE
W0063 | FLOWIND 6-4 | A.K.A. ELWORTHY SUB-IV | WIND | WIND | WIND |  | 18.99 |  | NOT COGEN |  | 1987-01-01 | PG&E | ALAMEDA | FORAS | DIFKO | TRUE
W0060 | FLOWIND 3-4 | A.K.A. ELWORTHY SUB-I | WIND | WIND | WIND |  | 18.96 |  | NOT COGEN |  | 1985-04-11 | PG&E | ALAMEDA | FLOWIND FORAS | FLOWIND DIFKO | TRUE
W0061 | FLOWIND 4-4 | A.K.A. ELWORTHY SUB-II | WIND | WIND | WIND |  | 18.96 |  | NOT COGEN |  | 1987-01-01 | PG&E | ALAMEDA | FORAS | DIFKO | TRUE
W0062 | FLOWIND 5-4 | A.K.A. ELWORTHY SUB-III | WIND | WIND | WIND |  | 18.96 |  | NOT COGEN |  | 1985-04-11 | PG&E | ALAMEDA | FLOWIND | FPL ENERGY, INC. | TRUE
W0221 | SEA WEST ENERGY (TAXVEST) |  | WIND | WIND | WIND |  | 10.68 |  | NOT COGEN |  | 1983-01-22 | PG&E | SAN JOAQUIN |  |  | TRUE
W0064 | FLOWIND PARTNERS 1 |  | WIND | WIND | WIND |  | 8.48 |  | NOT COGEN |  | 1984-01-01 | PG&E | ALAMEDA | FLOWIND | FPL ENERGY, INC. | TRUE
W0008 | SEA WEST ENERGY (ALTECH) |  | WIND | WIND | WIND |  | 5.76 |  | NOT COGEN |  |  | PG&E | SAN JOAQUIN | SEAWEST ENERGY GROUP | FPL ENERGY, INC | TRUE
W0065 | FLOWIND PARTNERS 2 |  | WIND | WIND | WIND |  | 2.7 |  | NOT COGEN |  | 1985-04-11 | PG&E | ALAMEDA | FLOWIND | FPL ENERGY, INC. | TRUE
W0183 | SEA WEST ENERGY (VIKING) |  | WIND | WIND | WIND |  | 1.56 |  | NOT COGEN |  | 1983-01-22 | PG&E | SAN JOAQUIN | SEAWEST ENERGY GROUP |  | TRUE
W0024 | SEA WEST ENERGY (CWES) |  | WIND | WIND | WIND |  | 1.5 |  | NOT COGEN |  | 1983-01-22 | PG&E | SAN JOAQUIN | SEAWEST ENERGY GROUP |  | TRUE
W0011 | SEA WEST ENERGY (WESTERN) |  | WIND | WIND | WIND |  | 0.9 |  | NOT COGEN |  | 1983-01-22 | PG&E | SAN JOAQUIN | AMERICAN DIVERSIFIED WIND PARTNERS |  | TRUE
Note on A2: [Microsoft JET Created Table]01610101210101010071007081010101010

## POWER_PLANTS.XLS
ID | PLANT NAME | ALIAS | FACILITY TYPE | GENERAL FUEL | PRIMARY FUEL | TECHNOLOGY | ONLINE MW | avg. Hr | COGEN | GROSS MW | DATE ONLINE | SERVICE AREA | Zone | COUNTY | ADDRESS | OPERATOR | OWNER | QF ? | Source Other Than hen
G0035 | WATSON COGEN |  | OIL/GAS | OIL/GAS | NATURAL GAS | COMBINED CYCLE/TOPPING CYCLE | 385 | 10500 | COGEN | 385 | 1987-12-04 | SCE | SP15 | LOS ANGELES | 22850 SOUTH WILMINGTON AVENUE | WATSON COGENERATION | Watson Cogeneration Company | TRUE | sc
G0590 | SYCAMORE COGENERATION |  | OIL/GAS | OIL/GAS | NATURAL GAS | COMBUSTION TURBINE/TOPPING CYCLE | 300 | 10500 | COGEN | 300 | 1988-11-25 | SCE | SP15 | KERN | 100 S.W. CHINA GRADE LOOP | SYCAMORE COGENERATION CO | SYCAMORE COGENERATION CO | TRUE | SC
H0107 | COLLIERVILLE POWER HOUSE | COLLIERVILLE | HYDROELECTRIC | HYDRO | HYDRO |  | 260.3 | 1 | NOT COGEN | 243 | 1990-02-01 | PG&E | NP15 | CALAVERAS |  |  | CCWD | TRUE
G0161 | CROCKETT COGENERATION |  | OIL/GAS | OIL/GAS | NATURAL GAS |  | 260 | 10500 | COGEN | 268 | 1987-06-01 | PG&E | NP15 | CONTRA COSTA | 550 LORING AVENUE |  | CROCKETT COGENERATION | TRUE | SC
G0293 | KERN RIVER COGENERATION | A.K.A. OMAR HILL | OIL/GAS | OIL/GAS | NATURAL GAS | COMBUSTION TURBINE TOPPING CYCLE | 255 | 10500 | COGEN | 284 | 1901-06-30 | SCE | SP15 | KERN | 100 S.W. CHINA GRADE LOOP | KERN RIVER COGEN | KERN RIVER COGENERATION | TRUE | SC
G0358 | MIDWAY-SUNSET COGENERATION |  | OIL/GAS | OIL/GAS | NATURAL GAS/EOR | COMBUSTION TURBINE TOPPING CYCLE | 225 | 10250 | COGEN | 225 | 1989-12-24 | SCE | SP15 | KERN | 3466 WEST CROCKER SPRINGS ROAD (& MOCAL ROAD, OFF WEST SIDE HWY) | MIDWAY-SUNSET COGENERATION CO | MIDWAY-SUNSET COGENERATION CO | TRUE
G0229 | GILROY COGENERATION |  | OIL/GAS | OIL/GAS | NATURAL GAS |  | 130 | 10500 | COGEN | 130 | 1987-09-18 | PG&E | NP15 | SANTA CLARA | 1350 PACHECO PASS HIGHWAY | GILROY ENERGY CO. | CALPINE | TRUE | SC
G0019 | CALPINE KING CITY COGENERATION | A.K.A AMERICAN #1 | OIL/GAS | OIL/GAS | NATURAL GAS |  | 120 | 10500 | COGEN | 120 | 1989-03-14 | PG&E | NP15 | MONTEREY | 750 METZ ROAD | UTILCO GROUP | CALPINE /KING CITY COGENERATION LLC | TRUE | SC
W0162 | GREEN RODGE POWER LLC (110MW) | ALTAMONT INFRASTRUCTURE COMPANY | WIND | WIND | WIND |  | 110 | 3 | NOT COGEN | 113.1 | 1986-01-01 | PG&E | NP15 | ALAMEDA |  |  |  | TRUE
G0006 | AES PLACERITA |  | OIL/GAS | OIL/GAS | NATURAL GAS | COMBUSTION TURBINE TOPPING CYCLE | 110 | 10500 | COGEN | 110 | 1986-03-01 | SCE | SP15 | LOS ANGELES | 20885 PLACERITA CANYON ROAD | AES PLACERITA INC | AES CORPORTATION, APPLIED ENERGY SERVICE | TRUE | SC
G0613 | FOSTER-WHEELER MARTINEZ COGEN L.P. | A.K.A TOSCO MARTINEZ | OIL/GAS | OIL/GAS | NATURAL GAS | GAS TURBINE/HEAT RECOVERY STEAM GENERATR | 99.9 | 13500 | COGEN | 99.9 | 1987-02-23 | PG&E | NP15 | CONTRA COSTA | 550 SOLANO WAY | FOSTER WHEELER MARTINEZ | FOSTER WHEELER POWER SYSTEMS, INC. | TRUE | SC
G0104 | RICHMOND REFINERY COGEN | CHEVRON (RICHMOND REFINERY) | OIL/GAS | OIL/GAS | NATURAL GAS, DISTILL |  | 99 | 13500 | COGEN | 135 | 1992-08-31 | PG&E | NP15 | CONTRA COSTA | 841 CHEVRON WAY (& CASTRO ST) |  | CHEVRON U.S.A. | TRUE | SC
C0001 | ACE COGENERATION COMPANY | ACE (ARGUS COGEN EXPANSION) COGEN | COAL | COAL | COAL | COAL-FIRED TOPPING CYCLE | 97 | 4 |  | 108 | 1985-05-01 | SCE | SP15 | SAN BERNARDINO | 12801 MARIPOSA STREET | A/C POWER | A/C POWER /ACE COGEN COMPANY | TRUE
G0755 | MARTINEZ REFINING CO. | SHELL OIL REFINERY | OIL/GAS | OIL/GAS | NATURAL GAS |  | 90 | 4 | COGEN |  | 1995-11-01 | PG&E | NP15 | CONTRA COSTA | 1800 MARINA VISTA |  | MARTINEZ REFINING CO. | TRUE
T0011 | COSO ENERGY DEVELOPERS UNIT (4-6)/CAL |  | GEOTHERMAL | GEOTHERMAL | HYDROTHERMAL | DOUBLE-FLASH CYCLE | 84 | 2 | NOT COGEN | 84 | 1989-12-23 | LADWP | LADWP | INYO | 900 NORTH HERITAGE DRIVE, OFF HWY 395 | CALIFORNIA ENERGY COMPANY | CAITHNESS ENERGY LLC | TRUE
T0010 | COSO FINANCE PARTNERS UNIT (1- 3) |  | GEOTHERMAL | GEOTHERMAL | HYDROTHERMAL | DOUBLE-FLASH CYCLE | 80 | 2 | NOT COGEN | 80 | 1987-07-13 | LADWP | LADWP | INYO | 900 NORTH HERITAGE DRIVE, OFF HWY 395 | CALIFORNIA ENERGY COMPANY | CAITHNESS ENERGY LLC | TRUE
T0050 | CALISTOGA GEOTHERMAL PARTNERS, L.P. | CALISTOGA GEOTHERMAL PARTNERS, L.P. | GEOTHERMAL | GEOTHERMAL | DRY STEAM |  | 80 | 2 | NOT COGEN | 80 | 1984-03-14 | PG&E | NP15 | LAKE | 8950 SOCRATES MINE ROAD | SANTA FE GEOTHERMAL INC. | FPL ENERGY, INC. | TRUE
S0073 | SEGS 9, LUZ SOLAR PARTNERS LTD | A.K.A. HARPER LAKE PLANT | SOLAR | SOLAR | THERMAL | PARABOLIC TROUGH | 80 | 4 | NOT COGEN | 80 | 1990-10-11 | SCE | SP15 | SAN BERNARDINO | 43880 HARPER DRY LAKE ROAD | LUZ ENGINEERING CORP. | LUZ SOLAR PARTNERS INC, LTD. | TRUE
S0077 | SEGS 8 - LUZ SOLAR PARTNERS LTD | A.K.A. HARPER LAKE PLANT | SOLAR | SOLAR | THERMAL | PARABOLIC TROUGH | 80 | 4 | NOT COGEN | 80 | 1989-12-29 | SCE | SP15 | SAN BERNARDINO | 43880 HARPER DRY LAKE ROAD | LUZ ENGINEERING CORP. | HARPER LAKE COMPANY VIII | TRUE
G0246 | HARBOR COGENERATIION | A.K.A. CHAMPLIN; HARBOR COGENERATION PROJECT | OIL/GAS | OIL/GAS | NATURAL GAS | COMBUSTION TURBINE TOPPING CYCLE | 80 | 13500 | COGEN | 80 | 1990-01-01 | SCE | SP15 | LOS ANGELES | 420 HENRY FORD AVENUE | HARBOR COGENERATION CO | HARBOR COGENERATION COMPANY | TRUE | SC
G0106 | EL SEGUNDO REFINERY #2 |  | OIL/GAS | OIL/GAS | NATURAL GAS, BUTANE | COMBUSTION TURBINE/TOPPING CYCLE | 76.7 | 13500 | COGEN | 76.7 | 1987-12-29 | SCE | SP15 | LOS ANGELES | 324 WEST EL SEGUNDO BLVD | CHEVRON U.S.A. | Chevron Products Company / Govt Reporting | TRUE | SC
T0009 | COSO ENERGY DEVELOPERS UNIT (7-9)/CAL |  | GEOTHERMAL | GEOTHERMAL | HYDROTHERMAL | DOUBLE-FLASH CYCLE | 76 | 2 | NOT COGEN | 75 | 1988-12-05 | SCE | SP15 | INYO | 900 NORTH HERITAGE DRIVE, OFF HWY 395 | COSO ENERGY DEVELOPERS | CAITHNESS ENERGY LLC | TRUE
W0037 | DESERT WINDS II | A.K.A. MOJAVE WIND FARM | WIND | WIND | WIND | WINDPARK | 75 | 3 | NOT COGEN | 75 | 1990-08-17 | SCE | SP15 | KERN | 6737 OAK CREEK ROAD | SEAWEST INDUSTRIES, INC. | SEAWEST INDUSTRIES, INC. | TRUE
T0070 | SONOMA /CALPINE GEYSER | SMUDGEO #1 | GEOTHERMAL | GEOTHERMAL | DRY STEAM |  | 72 | 2 | NOT COGEN | 72 | 1983-12-01 | PG&E | NP15 | LAKE |  | CALPINE | CALPINE | TRUE
W0165 | GREEN RODGE POWER LLC (70 MW) | ALTAMONT INFRASTRUCTURE COMPANY - | WIND | WIND | WIND |  | 72 | 3 | NOT COGEN | 70 | 1989-12-01 | PG&E | NP15 | ALAMEDA | ALTAMONT PASS | US WINDPOWER, INC. | WINDPOWER PARTNERS 1989, L.P | TRUE
G0177 | CALPINE PITTSBURG | A.K.A. PITTSBURG SITE or DOW CHEMICAL COMPANY | OIL/GAS | OIL/GAS | NATURAL GAS, HYDROGE | GAS TURBINE | 70 | 10500 | COGEN | 70 | 1977-07-01 | PG&E | NP15 | CONTRA COSTA | NORTH END OF LOVERIDGE ROAD | DOW CHEMICAL | CALPINE | TRUE | SC
C0017 | ARGUS | NORTH AMERICAN CHEMICAL CO. | COAL | COAL | COAL | COAL-FIRED TOPPING CYCLE | 62.5 | 4 | COGEN | 62.5 | 1983-04-01 | SCE | SP15 | SAN BERNARDINO | 13200 MAIN STREET | NORTH AMERICAN CHEMICAL CO | NORTH AMERICAN CHEMICAL CO | TRUE
W0152 | TEHACHAPI POWER PURCHASE TRUST |  | WIND | WIND | WIND | WINDPARK | 56 | 3 | NOT COGEN | 56 | 1986-12-15 | SCE | SP15 | KERN |  | TEHACHAPI PWR PUR CONTR TRUST | TEHACHAPI PWR PUR CONTR TRUST | TRUE
G0588 | COLDGEN; SUNLAW COGEN #1 | FEDERAL COGENERATION PLANT | OIL/GAS | OIL/GAS | NATURAL GAS | COMBUSTION TURBINE/TOPPING CYCLE | 56 | 4 | COGEN | 56 | 1984-05-01 | SCE | SP15 | LOS ANGELES | 4151 EAST FRUITLAND AVENUE | SUNLAW ENERGY CORP/COGEN PARTNERSHIP | SUNLAW ENERGY CORP/COGEN PARTNERSHIP | TRUE
G0754 | COLDGEN; SUNLAW COGEN #2 | U.S. GROWERS COGENERATION PLANT | OIL/GAS | OIL/GAS | NATURAL GAS | COMBUSTION TURBINE/TOPPING CYCLE | 56 | 4 | COGEN | 28.5 | 1986-01-01 | SCE | SP15 | LOS ANGELES | 3470 EAST VERNON AVENUE | SUNLAW ENERGY CORP/COGEN PARTNERSHIP | SUNLAW ENERGY CORP/COGEN PARTNERSHIP | TRUE
E0086 | WHEELABRATOR SHASTA |  | WTE | BIOMASS | WOODWASTE |  | 54.9 | 4 | COGEN | 54.9 | 1987-10-30 | PG&E | NP15 | SHASTA | 20811 INDUSTRY ROAD | WHEELABRATOR SHASTA ENERGY COMPANY INC. | WHEELABRATOR SHASTA ENERGY COMPANY, INC. | TRUE
E0029 | DELANO ENERGY COMPANY, INC. | DELANO ENERGY COMPANY INC. | WTE | BIOMASS | AG. & WOODWASTE | AGRICULTURAL EASTE | 53.35 | 4 | NOT COGEN | 56.4 | 1986-05-01 | SCE | SP15 | KERN | 31500 POND ROAD | DELANO POWER CO | THERMO ECOTEK | TRUE
G0084 | CARSON COGENERATION COMPANY | A.K.A. ICE HAUS , CARSON COGENERATION COMPANY | OIL/GAS | OIL/GAS | NATURAL GAS | GAS TURBINE COMBINED CYCLE | 50.4 | 13500 | COGEN | 50.4 | 1980-01-01 | SCE | SP15 | LOS ANGELES | 17171 SOUTH CENTRAL AVENUE | CARSON COGENERATION COMPANY | CARSON COGENERATION COMPANY | TRUE | SC
E0128 | PUENTE HILLS ENERGY RECOVERY B | PUENTE HILLS (STEAM CYCLE PLANT) | WTE | LANDFILL GAS | LANDFILL GAS | STEAM TURBINE | 50 | 4 | NOT COGEN | 50 | 1986-08-08 | SCE | SP15 | LOS ANGELES | 2800 WORKMAN MILL ROAD | L.A. COUNTY SANITATION DISTRICT | L.A. COUNTY SANITATION DISTRICT | TRUE
G0529 | SAN JOAQUIN COGEN |  | OIL/GAS | OIL/GAS | NATURAL GAS |  | 49.9 | 13500 | COGEN | 55 | 1990-04-01 | PG&E | NP15 | SAN JOAQUIN | 17200 SOUTH HARLAND ROAD | EL PASO MERCHANT ENERGY | EL PASO MERCHANT ENERGY | TRUE | SC
C0021 | STOCKTON COGEN COMPANY |  | COAL | COAL | NATURAL GAS |  | 49.9 | 4 | COGEN | 49.9 | 1988-02-27 | PG&E | NP15 | SAN JOAQUIN | 1010 ZEPHYR STREET | AIR PRODUCTS & CHEMICALS | AIR PRODUCTS & CHEMICALS (MAIN OFFICE) | TRUE
G0632 | SAN FRANCISCO REFINERY |  | OIL/GAS | OIL/GAS | NATURAL GAS |  | 49.9 | 13500 | COGEN | 49.9 | 1987-05-21 | PG&E | NP15 | CONTRA COSTA | 1380 SAN PABLO AVENUE |  |  | TRUE | SC
G0080 | CARDINAL COGENERATION |  | OIL/GAS | OIL/GAS | NATURAL GAS |  | 49.9 | 13500 | COGEN | 49.9 | 1988-02-20 | PG&E | NP15 | SANTA CLARA | BLDG 14-105 STANFORD UNIVERSITY |  | Stanford University | TRUE | SC
G0469 | PROCTER & GAMBLE (OXNARD) 2 |  | OIL/GAS | OIL/GAS | NATURAL GAS | COMBINED CYCLE/TOPPING CYCLE | 49.9 | 9700 | COGEN | 49.9 | 1989-11-17 | SCE | SP15 | VENTURA | 800 NORTH RICE AVENUE | PROCTOR & GAMBLE | PROCTER & GAMBLE | TRUE
G0233 | GOAL LINE |  | OIL/GAS | OIL/GAS | NATURAL GAS | COMBINED CYCLE | 49.9 | 13500 | COGEN | 49.9 | 1994-08-30 | SDG&E | SP15 | SAN DIEGO | 555 NORTH TULIP STREET |  | Goal Line L.P. | TRUE | SC
E0027 | COLMAC | A.K.A MECCA PLANT | WTE | BIOMASS | AG. & WOODWASTE | AGRICULTURAL WASTE | 49.9 | 4 | NOT COGEN | 49.9 | 1968-01-01 | SCE | SP15 | RIVERSIDE | 62-300 GENE WELMAS DRIVE (HWY 111 AND AVENUE 62) | COLMAC ENERGY INC | COLMAC ENERGY | TRUE
G0626 | NAVAL STATION / NAVALTRAINING CENTER | NAVAL STATION / NAVAL TRAINING CTR | OIL/GAS | OIL/GAS | NATURAL GAS | COMBINED CYCLE | 49.9 | 13500 | COGEN | 46.3 | 1989-07-12 | SDG&E | SP15 | SAN DIEGO | 213 WARD ROAD | SITHE/ENERGIES GROUP | DYNERGY POWER AND NRG ENERGY, INC. | TRUE | SC
G0366 | MOJAVE COGENERATION |  | OIL/GAS | OIL/GAS | NATURAL GAS | COMBINED CYCLE/TOPPING CYCLE | 49.85 | 13500 | COGEN | 56.85 | 1990-06-13 | SCE | SP15 | KERN | 14486 BORAX ROAD (& SUCKOW ROAD) | MOJAVE COGENERATION CO | MOJAVE COGENERATION CO | TRUE | SC
T0049 | SALTON SEA POWER GENERATION LP #3 |  | GEOTHERMAL | GEOTHERMAL | HYDROTHERMAL | DOUBLE-FLASH CYCLE | 49.8 | 2 | NOT COGEN | 49.8 | 1989-01-03 | SCE | SP15 | IMPERIAL | 6922 CRUMMER ROAD (& KUNS ROAD, SW OF NILAND, SALTON SEA) | CALIFORNIA ENERGY COMPANY | CALENERGY | TRUE
G0224 | GAYLORD CONTAINER |  | OIL/GAS | OIL/GAS | NATURAL GAS |  | 49.67 | 4 | COGEN | 49.67 | 1980-06-01 | PG&E | NP15 | CONTRA COSTA | 2301 WILBUR AVENUE | GAYLORD CONTAINERS | Gaylord Container Corp. | TRUE
G0547 | SARGENT CANYON COGEN |  | OIL/GAS | OIL/GAS | NATURAL GAS/EOR |  | 49.6 | 4 | COGEN |  | 1992-02-01 | PG&E | NP15 | MONTEREY | STAR ROUTE 42 SARGENTS CANYON ROAD | MISSION OPERATIONS & MAINTENANCE | Sargent Canyon Cogeneration Company | TRUE
G0520 | SALINAS RIVER COGEN |  | OIL/GAS | OIL/GAS | NATURAL GAS |  | 49.6 | 4 | COGEN |  | 1992-03-01 | PG&E | NP15 | MONTEREY | STAR ROUTE 42 SARGENTS CANYON ROAD |  | Salinas River Cogeneration Company | TRUE
G0564 | RIPON COGENERATION |  | OIL/GAS | OIL/GAS | NATURAL GAS |  | 49.5 | 4 | COGEN | 49.9 | 1988-05-01 | PG&E | NP15 | SAN JOAQUIN | 942 SOUTH STOCKTON STREET | SIMPSON PAPER COMPANY | Ripon Cogeneration, Inc. | TRUE
C0016 | MT. POSO COGEN |  | COAL | COAL | EOR, NATURAL GAS | CIRCULATING FLUIDIZED BED COMBUSTOR | 49.5 | 4 | COGEN | 49.5 | 1989-04-01 | PG&E | NP15 | KERN | 36157 FAMOSA WOODY ROAD | PYRO-PACIFIC OPERATING CO. | Pyro-Pacific Operating Co. | TRUE
G0239 | GREENLEAF UNIT TWO |  | OIL/GAS | OIL/GAS | NATURAL GAS |  | 49.5 | 13500 | COGEN | 49.5 | 1989-10-12 | PG&E | NP15 | SUTTER | 875 NORTH WALTON AVENUE | GREENLEAF UNIT TWO ASSOCIATES, INC | CALPINE | TRUE | SC
G0238 | GREENLEAF UNIT ONE |  | OIL/GAS | OIL/GAS | NATURAL GAS |  | 49.5 | 13500 | COGEN | 49.5 | 1989-01-11 | PG&E | NP15 | SUTTER | 5087 SOUTH TOWNSHIP ROAD (& BEST ROAD) | LFC POWER INC. | CALPINE | TRUE | SC
G0686 | YUBA CITY COGEN |  | OIL/GAS | OIL/GAS | NATURAL GAS |  | 49 | 4 | COGEN | 49 | 1990-12-27 | PG&E | NP15 | SUTTER | 873 NORTH WALTON AVE. |  | YUBA CITY COGEN | TRUE
G0202 | EXXON COMPANY, USA | SANTA YNEZ FACILITY | OIL/GAS | OIL/GAS | NATURAL GAS | COMBUSTION TURBINE/TOPPING CYCLE | 49 | 4 | COGEN | 49 | 1983-12-01 | SCE | SP15 | SANTA BARBARA | 12000 CALLE REAL | EXXON COMPANY, U.S.A. | EXXON COMPANY, U.S.A. | TRUE
G0180 | SITHE ENERGIES | A.K.A. OXNARD ENERGY FACILITY or E.F. OXNARD | OIL/GAS | OIL/GAS | NATURAL GAS | COMBINED CYCLE/TOPPING CYCLE | 48.5 | 10500 | COGEN | 48.5 | 1990-04-13 | SCE | SP15 | VENTURA | 550 S. DIAZ AVENUE | E.F. OXNARD INC. | Sithe Energies, Inc. | TRUE | SC
G0108 | EL SEGUNDO REFINERY III |  | OIL/GAS | OIL/GAS | NATURAL GAS | COMBUSTION TURBINE/TOPPING CYCLE | 48.2 | 4 | COGEN | 48.2 | 1996-03-14 | SCE | SP15 | LOS ANGELES | 324 WEST EL SEGUNDO BLVD | CHEVRON U.S.A. | Chevron Products Company / Govt Reporting | TRUE
G0428 | BEAR MOUNTAIN LIMITED | BEAR MOUNTAIN COGEN | OIL/GAS | OIL/GAS | NATURAL GAS | GAS TURBINE | 48.094 | 4 | COGEN | 48.1 | 1991-10-16 | PG&E | NP15 | KERN | 7001 CAMINO GRANDE DRIVE | EL PASO MERCHANT ENERGY | EL PASO MERCHANT ENERGY | TRUE
G0292 | KERN FRONT LIMITED |  | OIL/GAS | OIL/GAS | NATURAL GAS | GAS TURBINE | 48.094 | 4 | COGEN | 48.094 | 1901-06-01 | PG&E | NP15 | KERN | 12241 OILFIELD ROAD | EL PASO MERCHANT ENERGY | EL PASO MERCHANT ENERGY | TRUE
G0429 | CHALK CLIFF COGEN |  | OIL/GAS | OIL/GAS | NATURAL GAS |  | 48.094 | 4 | COGEN | 48.094 | 1986-06-01 | PG&E | NP15 | KERN | 29041 HIGHWAY 33 | EL PASO MERCHANT ENERGY | EL PASO MERCHANT ENERGY | TRUE
G0040 | BADGER CREEK LIMITED | BADGER CREEK COGEN | OIL/GAS | OIL/GAS | NATURAL GAS | GAS TURBINE | 48.094 | 4 | COGEN | 48.094 | 1991-03-16 | PG&E | NP15 | KERN | 5801 GRANITE ROAD (& OILFIELD ROAD) | EL PASO MERCHANT ENERGY | EL PASO MERCHANT ENERGY | TRUE
G0339 | MCKITTRICK LIMITED |  | OIL/GAS | OIL/GAS | NATURAL GAS |  | 48.094 | 4 | COGEN | 48 | 1991-10-16 | PG&E | NP15 | KERN | 4905 WEST REWARD ROAD | EL PASO MERCHANT ENERGY | EL PASO MERCHANT ENERGY | TRUE
G0315 | LIVE OAK LIMITED |  | OIL/GAS | OIL/GAS | NATURAL GAS |  | 48.094 | 4 | COGEN | 48 | 1991-03-16 | PG&E | NP15 | KERN | 7001 GRANITE ROAD | EL PASO MERCHANT ENERGY | EL PASO MERCHANT ENERGY | TRUE
G0258 | HIGH SIERRA LIMITED |  | OIL/GAS | OIL/GAS | NATURAL GAS | GAS TURBINE | 48.09 | 4 | COGEN | 48.094 | 1986-01-01 | PG&E | NP15 | KERN | 10600 OILFIELD ROAD | EL PASO MERCHANT ENERGY | EL PASO MERCHANT ENERGY | TRUE
G0176 | DOUBLE "C" LIMITED |  | OIL/GAS | OIL/GAS | NATURAL GAS | GAS TURBINEE | 48.09 | 4 | COGEN | 48.094 | 1996-10-01 | PG&E | NP15 | KERN | 10245 OILFIELD ROAD | EL PASO MERCHANT ENERGY | EL PASO MERCHANT ENERGY | TRUE
G0516 | SOUTH BELRIDGE COGEN | SWEPI BELRIDGE OR CAL RESOURCES (S. BELRIDGE) | OIL/GAS | OIL/GAS | NATURAL GAS | GAS TURBINE | 48 | 4 | COGEN | 48 | 1986-01-10 | PG&E | NP15 | KERN | .5 MILES NORTH OF 7TH STANDARD ROAD, 2 MILES WEST OF HWY 33 | CAL RESOURCES LLC | CAL RESOURCES LLC | TRUE
W0039 | DESERT WIND I POWER PURCHASE CONTRACT | A.K.A. MOJAVE WIND FARM | WIND | WIND | WIND | WINDPARK | 48 | 3 | NOT COGEN | 48 | 1989-11-01 | SCE | SP15 | KERN | 6737 OAK CREEK ROAD | DIFWIND FARMS LIMITED | DIFWIND V | TRUE
T0033 | HEBER GEOTHERMAL COMPANY | HEBER FIELD COMPANY | GEOTHERMAL | GEOTHERMAL | HYDROTHERMAL | DOUBLE-FLASH CYCLE | 47 | 2 | NOT COGEN | 52 | 1985-08-01 | SCE | SP15 | IMPERIAL | 895 PITZER ROAD | OGDEN GEOTHERMAL OPERATIONS | CALPINE/ERC | TRUE
G0355 | MID-SET COGENERATION |  | OIL/GAS | OIL/GAS | NATURAL GAS |  | 46 | 4 | COGEN | 46 | 1989-03-16 | PG&E | NP15 | KERN | 13705 SHALE ROAD | MID-SET COGENERATION | Mid-Set Cogeneration Company | TRUE
W0026 | CANNON ENERGY CORPORATION - 6024 | A.K.A. CAMERON RIDGE WINDPARK | WIND | WIND | WIND | WINDPARK | 45.374 | 3 | NOT COGEN | 65 | 1983-12-31 | SCE | SP15 | KERN | CAMERON RIDGE, SEC 6 | CANNON CAPITAL GROUP |  | TRUE
G0625 | BORON #1 | U.S. BORAX AND CHEMICAL | OIL/GAS | OIL/GAS | NATURAL GAS | COMBUSTION TURBINE/TOPPING CYCLE | 45 | 4 | COGEN | 45 | 1984-06-01 | SCE | SP15 | KERN | 14486 BORAX ROAD | U.S. BORAX AND CHEMICAL CO | U.S. BORAX AND CHEMICAL CO | TRUE
G0103 | CHEVRON (KERN RIVER EASTRIDGE) |  | OIL/GAS | OIL/GAS | NATURAL GAS |  | 44 | 4 | COGEN | 48.8 | 1988-06-13 | PG&E | NP15 | KERN | KERN RIVER OIL FIELD | CHEVRON U.S.A. | CHEVRON U.S.A. | TRUE
C0004 | PORT OF STOCKTON DISTRICT ENERGY | POSDEF | COAL | COAL | DISTILLATE |  | 44 | 4 | COGEN | 44 | 1987-12-07 | PG&E | NP15 | SAN JOAQUIN | 2526 WEST WASHINGTON STREET | SITHE ENERGY | PPOSDEF POWER CO. | TRUE
S0069 | SEGS 1 AND 2/SUNRAY ENERGY, INC. | A.K.A. DAGGETT LEASING CORPORATION (SEGS I) | SOLAR | SOLAR | THERMAL | PARABOLIC TROUGH | 43.8 | 4 | NOT COGEN | 43.8 | 1984-11-02 | SCE | SP15 | SAN BERNARDINO | 35100 EAST SANTA FE STREET | DAGGETT LEASING CORPORATION | LUZ SOLAR PTNRS II | TRUE
W0171 | GREEN RODGE POWER LLC (10MW-A) | ALTAMONT INFRASTRUCTURE COMPANY - | WIND | WIND | WIND |  | 43.1 | 3 | NOT COGEN | 43.1 | 1988-01-01 | PG&E | NP15 | SAN JOAQUIN |  |  |  | TRUE
G0563 | WHEELABRATOR LASSEN | A.K.A. SHASTA MILL COGENERATION | OIL/GAS | OIL/GAS | NATURAL GAS |  | 42 | 4 | COGEN | 42 | 1983-05-01 | PG&E | NP15 | SHASTA | 21091 HAWES ROAD (& DESCHUTES ROAD) | SIMPSON PAPER COMPANY | Wheelabrator-Lassen | TRUE
G0149 | CORONA ENERGY PARTNERS | CORONA COGEN | OIL/GAS | OIL/GAS | NATURAL GAS | COMBINED CYCLE/TOPPING CYCLE | 42 | 4 | COGEN | 42 | 1988-05-21 | SCE | SP15 | RIVERSIDE | 1130 WEST RINCON STREET | CORONA ENERGY PARTNERS | CORONA ENERGY PARTNERS | TRUE
G0363 | TORRANCE REFINERY |  | OIL/GAS | OIL/GAS | NATURAL GAS | CT/INDUSTRIAL TOPPING CYCLE | 41.9 | 4 | COGEN | 42 | 1983-05-01 | SCE | SP15 | LOS ANGELES | 3700 WEST 190TH STREET | MOBIL OIL COMPANY | MOBIL OIL COMPANY | TRUE
G0280 | INLAND PAPERBOARD & PACKAGING | A.K.A. ONTARIO MILL or INLAND CONTAINER CORPORATION | OIL/GAS | OIL/GAS | NATURAL GAS | COMBUSTION TURBINE/TOPPING CYCLE | 41.06 | 4 | COGEN | 41.06 | 1925-01-01 | SCE | SP15 | SAN BERNARDINO | 5101 JURUPA STREET | INLAND CONTAINER CORPORATION | INLAND CONTAINER CORPORATION | TRUE
G0131 | COALINGA COGENERATION COMPANY |  | OIL/GAS | OIL/GAS | NATURAL GAS /EOR |  | 41 | 4 | COGEN | 36 | 1951-01-01 | PG&E | NP15 | FRESNO | 32812 WEST GALE AVENUE (EAST OF DERRICK AVE) |  | COALINGA COGENERATION | TRUE
C0018 | RIO BRAVO JASMIN |  | COAL | COAL | PETROLEUM COKE | STEAM TURBINE/ENHANCED OIL RECOVERY | 41 | 4 | COGEN | 41 | 1989-11-02 | SCE | SP15 | KERN | 11258 PORTERVILLE HIGHWAY | ULTRAPOWER INC | RIO BRAVO JASMIN | TRUE
W0179 | ZOND CABAZON DEVELOPMENT CORP. | A.K.A. VMSO IV CORPORATION - CABAZON WIND PARK | WIND | WIND | WIND | WINDPARK | 40 | 3 | NOT COGEN | 40 | 1984-12-03 | SCE | SP15 | RIVERSIDE | 79 VERBENA, CABAZON CA 92230 | VMSO IV CORPORATION | VMSO IV CORPORATION | TRUE
G0145 | JEFFERSON SMURFIT CORPORATION | A.K.A. CCOA VERNON COGEN | OIL/GAS | OIL/GAS | NATURAL GAS | COMBUSTION TURBINE/TOPPING CYCLE | 40 | 4 | COGEN | 40 | 1985-12-31 | SCE | SP15 | LOS ANGELES | 201 E. 57TH STREET | CONTAINER CORP OF AMERICA | Jefferson Smurfit Corp. | TRUE
G0536 | SANGER POWER & FEED | A.K.A. DYNAMIS COGEN | OIL/GAS | OIL/GAS | NATURAL GAS |  | 38 | 4 | COGEN | 38 | 1991-05-01 | PG&E | NP15 | FRESNO | 1125 MUSCAT AVE | DYNAMIS INC. | DYNAMIS INC. | TRUE
G0638 | BERRY COGEN-MIDWAY SUNSET | A.K.A. BERRY PETROLEUM COGEN | OIL/GAS | OIL/GAS | NATURAL GAS |  | 38 | 4 | COGEN | 38 | 1997-01-16 | PG&E | NP15 | KERN | 28601 HOVEY HILL ROAD (NEAR CADET ROAD, OFF HWY 33) | UNIVERSITY COGEN | Berry Petroleum Co. | TRUE
T0034 | LEATHERS L.P. | A.K.A LEATHERS,L.P.(NILAND #4) | GEOTHERMAL | GEOTHERMAL | HYDROTHERMAL | DOUBLE-FLASH CYCLE | 38 | 2 | NOT COGEN | 42 | 1989-11-07 | SCE | SP15 | IMPERIAL | 342 WEST SINCLAIR ROAD | CALIFORNIA ENERGY COMPANY | CALENERGY | TRUE
T0015 | ELMORE LTD | A.K.A. ELMORE, LTD. (NILAND #3) | GEOTHERMAL | GEOTHERMAL | HYDROTHERMAL | DOUBLE-FLASH CYCLE | 38 | 2 | NOT COGEN | 42 | 1990-12-11 | SCE | SP15 | IMPERIAL | 786 WEST SINCLAIR ROAD | CALIFORNIA ENERGY COMPANY | CALENERGY | TRUE
T0012 | DEL RANCH LTD. (NILAND #2) | A.K.A. DEL RANCH, LTD. (NILAND #2) | GEOTHERMAL | GEOTHERMAL | HYDROTHERMAL | DOUBLE-FLASH CYCLE | 38 | 2 | NOT COGEN | 42 | 1986-05-01 | SCE | SP15 | IMPERIAL | 7029 GENTRY ROAD | CALIFORNIA ENERGY COMPANY | CALENERGY | TRUE
T0063 | ORMESA IE |  | GEOTHERMAL | GEOTHERMAL | HYDROTHERMAL | BINARY CYCLE | 38 | 2 | NOT COGEN | 38 | 1986-12-15 | SCE | SP15 | IMPERIAL | 3300 E. EVAN HEWES HIGHWAY | PSC GEOTHERMAL SERVICES COMPANY | OESI POWER CORPORATION | TRUE
W0193 | WINDDRIVEN, INC. |  | WIND | WIND | WIND |  | 37.55 | 3 | NOT COGEN | 60 | 1984-09-01 | PG&E | NP15 | CONTRA COSTA | 7601 BYRON HOT SPRINGS ROAD | WINDMASTER |  | TRUE
C0022 | RIO BRAVO POSO | A.K.A. ULTRAPOWER (OGLE) | COAL | COAL | COAL |  | 37 | 4 | COGEN | 37 | 1989-09-27 | PG&E | NP15 | KERN | 16608 PORTERVILLE HIGHWAY | ULTRA CONSTELLATION OPERATING SERVICES | RIO BRAVO REFINING | TRUE
W0038 | DESERT WIND III POWER PURCHASE CONTRACT | A.K.A. MOJAVE WIND FARM | WIND | WIND | WIND | WINDPARK | 37 | 3 | NOT COGEN | 40.5 | 1989-11-01 | SCE | SP15 | KERN | 6737 OAK CREEK ROAD | SEAWEST INDUSTRIES, INC. | SEAWEST INDUSTRIES | TRUE
T0051 | SECOND IMPERIAL GEOTHERMAL |  | GEOTHERMAL | GEOTHERMAL | HYDROTHERMAL | DOUBLE-FLASH CYCLE | 37 | 2 | NOT COGEN | 37 | 1993-06-21 | SCE | SP15 | IMPERIAL | 855 DOGWOOD RD | OGDEN SIGC GEOTHERMAL OPERATIONS | OGDEN POWER CORPORATION | TRUE
W0144 | SKY RIVER PARTNERSHIP (WILDERNESS I) |  | WIND | WIND | WIND | WINDPARK | 36.725 | 3 | NOT COGEN | 36.775 | 1991-07-22 | SCE | SP15 | KERN | 13000 JAMESON STREET | SKY RIVER PARTNERSHIP | SKY RIVER PARTNERSHIP | TRUE
G0221 | OLS ENERGY - AGNEWS, INC. | AGNEWS STATE HOSPITAL | OIL/GAS | OIL/GAS | NATURAL GAS |  | 36.1 | 4 | COGEN | 36.1 | 1991-04-01 | PG&E | NP15 | SANTA CLARA | 3530 ZANKER ROAD | CALPINE | CALPINE | TRUE
E0041 | HI POWER | A.K.A. HONEY LAKE POWER COMPANY | WTE | BIOMASS | WOODWASTE |  | 36 | 4 | COGEN | 35 | 1989-07-26 | PG&E | NP15 | LASSEN | 732-025 WENDEL ROAD | OPERATIONAL ENERGY CORP. | HL POWER CO. | TRUE
G0562 | SAN GABRIEL COGEN | SIMPSON PAPER COMPANY or SAN GABRIEL MILL | OIL/GAS | OIL/GAS | NATURAL GAS | COMBINED CYCLE/TOPPING CYCLE | 36 | 4 | COGEN | 36 | 1985-11-18 | SCE | SP15 | LOS ANGELES | 100 NORTH ERIE STREET | SIMPSON PAPER COMPANY | Tractebel Electricity & Gas | TRUE
T0016 | SALTON SEA I, PHASE 2 | FISH LAKE POWER CO./EARTH ENERGY INC-SALTON SEA I, PHASE 2 | GEOTHERMAL | GEOTHERMAL | GEOTHERMAL | GEOTHERMAL | 36 | 2 | NOT COGEN | 36 | 1996-05-09 | SCE | SP15 | IMPERIAL | 6922 CRUMMER ROAD | EARTH ENERGY |  | TRUE
S0076 | SEGS 7, LUZ SOLAR PARTNERS LTD | LUZ SEGS VII | SOLAR | SOLAR | THERMAL | PARABOLIC TROUGH | 35 | 4 | NOT COGEN | 35 | 1988-12-29 | SCE | SP15 | SAN BERNARDINO | 41100 HIGHWAY 395 | LUZ SOLAR PARTNERS VII | KRAMER JUNCTION COMPANY | TRUE
S0075 | SEGS 6, LUZ SOLAR PARTNERS LTD | LUZ SEGS VI | SOLAR | SOLAR | THERMAL | PARABOLIC TROUGH | 35 | 4 | NOT COGEN | 35 | 1988-12-25 | SCE | SP15 | SAN BERNARDINO | 41100 HIGHWAY 395 | LUZ SOLAR PARTNERS VI | KRAMER JUNCTION COMPANY | TRUE
S0074 | SEGS 5, LUZ SOLAR PARTNERS LTD | LUZ SEGS V | SOLAR | SOLAR | THERMAL | PARABOLIC TROUGH | 35 | 4 | NOT COGEN | 35 | 1987-09-29 | SCE | SP15 | SAN BERNARDINO | 41100 HIGHWAY 395 | LUZ SOLAR PRTNERS V | KRAMER JUNCTION COMPANY | TRUE
S0072 | SEGS 4, LUZ SOLAR PARTNERS LTD |  | SOLAR | SOLAR | THERMAL | PARABOLIC TROUGH | 35 | 4 | NOT COGEN | 35 | 1986-12-23 | SCE | SP15 | SAN BERNARDINO | 41100 HIGHWAY 395 | LUZ SOLAR PARTNERS IV | KRAMER JUNCTION COMPANY | TRUE
S0071 | SEGS 3, LUZ SOLAR PARTNERS LTD |  | SOLAR | SOLAR | THERMAL | PARABOLIC TROUGH | 35 | 4 | NOT COGEN | 35 | 1986-12-18 | SCE | SP15 | SAN BERNARDINO | 41100 HIGHWAY 395 | LUZ SOLAR PARTNERS III | KRAMER JUNCTION COMPANY | TRUE
G0401 | O'BRIEN CALIFORNIA COGEN (CAL MILK) | A.K.A. CALIFORNIA MILK PRODUCERS | OIL/GAS | OIL/GAS | NATURAL GAS | COMBINED CYCLE/TOPPING CYCLE | 35 | 4 | COGEN | 35 | 1989-08-20 | SCE | SP15 | LOS ANGELES | 17306 FALLON AVENUE | O'BRIEN CALIFORNIA COGEN LTD | O'BRIEN CALIFORNIA COGEN LTD | TRUE
E0112 | CITY OF LONG BEACH (SERRF) | SOUTHEAST RESOURCE RECOVERY FACILITY | WTE | MSW | MSW | MUNICIPAL SOLID WASTE | 34.6 | 4 | NOT COGEN | 34.6 | 1988-07-04 | SCE | SP15 | LOS ANGELES | 120 HENRY FORD AVENUE | CITY OF LONG BEACH | SOUTHEAST RR AUTHORITY | TRUE
G0286 | PE - KES KINGSBURG, LLC | KES KINGSBURG | OIL/GAS | OIL/GAS | NATURAL GAS, DIST, C |  | 34.5 | 4 | COGEN | 34.5 | 1990-12-05 | PG&E | NP15 | FRESNO | 11765 E. MOUNTAINVIEW ROAD | KENETECH FACILITIES MANAGEMENT INC. | PE Management-Kingsburg, LLC | TRUE
G0399 | NORTH ISLAND ENERGY FACILITY |  | OIL/GAS | OIL/GAS | STEAM & NATURAL GAS | COMBINED CYCLE | 34.5 | 4 | COGEN | 34.5 | 1989-12-01 | SDG&E | SP15 | SAN DIEGO | END OF HWY 282, WEST OF ORANGE AVE, ROGERS ROAD AT QUAY STREET | SITHE/ENERGIES GROUP | SITHE/ENERGIES GROUP | TRUE
G0558 | SEKR COGENERATION | CAL RESOURCES (SE KERN RIVER) | OIL/GAS | OIL/GAS | NATURAL GAS |  | 34.468 | 4 | COGEN | 34.468 | 1989-01-31 | PG&E | NP15 | KERN | 5060 CALIFORNIA AVENUE | AERA | Texaco | TRUE
T0053 | VULCAN/BN GEOTHERMAL |  | GEOTHERMAL | GEOTHERMAL | HYDROTHERMAL | DOUBLE-FLASH CYCLE | 34 | 2 | NOT COGEN | 34.5 | 1985-12-06 | SCE | SP15 | IMPERIAL | 7001 GENTRY ROAD | CALIFORNIA ENERGY COMPANY | CALENERGY | TRUE
C0002 | ARCO C.Q.C. KILN | ARCO WILMINGTON CALCINER | COAL | COAL | PETROLEUM COKE | MISCELLANEOUS/BOTTOMING CYCLE | 34 | 4 | COGEN | 34 | 1989-01-07 | SCE | SP15 | LOS ANGELES | 1175 CARRACK AVE. | ARCO WILMINGTON CALCINER | ARCO PRODUCTS CO. | TRUE
G0409 | OILDALE ENERGY LLC |  | OIL/GAS | OIL/GAS | NATURAL GAS |  | 33.8 | 4 | COGEN | 33.8 | 1984-12-29 | PG&E | NP15 | KERN | 1134 MANOR STREET (& NORRIS RD) | OILDALE COGENERATION PARTNERS | OILDALE ENERGY LLC | TRUE
W0066 | CAMERON RIDGE LLC (III) | A.K.A. MERAZ | WIND | WIND | WIND | WINDPARK | 33.6 | 3 | NOT COGEN | 47.12 | 1984-11-17 | SCE | SP15 | KERN | 16538 CAMERON RIDGE ROAD |  | FPL ENERGY, INC. | TRUE
W0009 | ALTECH III |  | WIND | WIND | WIND | WINDPARK | 32.874 | 3 | NOT COGEN | 32.874 | 1985-12-18 | SCE | SP15 | RIVERSIDE | 62195 GARRET AVENUE | SEAWEST ENERGY GROUP | ALTECH ENERGY INC. | TRUE
G0173 | DAI/OILDALE CO-GEN. PROJECT | A.K.A. DIAMOND ENERGY or DEXZEL | OIL/GAS | OIL/GAS | NATURAL GAS/EOR | GAS TURBINE | 32 | 4 | COGEN | 32 | 1989-11-30 | PG&E | NP15 | KERN | 3300 MANOR STREET | DIAMOND ENERGY | DIAMOND ENERGY INC. | TRUE
E0005 | BURNEY FOREST PRODUCTS | A.K.A. DELWEST SAW MILL COGEN | WTE | BIOMASS | WOODWASTE |  | 31 | 4 | COGEN | 31 | 1989-10-17 | PG&E | NP15 | SHASTA | 35586-B HIGHWAY 299 EAST | DELMARA OPERATING SERVICES (DOSC) | BURNEY FOREST PRODUCTS | TRUE
G0144 | JEFFERSON SMURFIT / SANTA CLARA COGENERATION |  | OIL/GAS | OIL/GAS | NATURAL GAS |  | 30.545 | 4 | COGEN | 30.55 | 1901-06-15 | PG&E | NP15 | SANTA CLARA | 2600 DE LA CRUZ BLVD |  | JEFFERSON SMURFIT CONTAINER | TRUE
W0175 | GREEN RODGE POWER LLC (30 MW) | ALTAMONT INFRASTRUCTURE COMPANY - | WIND | WIND | WIND |  | 30 | 3 | NOT COGEN | 30.4 | 1988-03-01 | PG&E | NP15 | SAN JOAQUIN | ALTAMONT PASS | US WINDPOWER, INC. | US WINDPOWER, INC. | TRUE
G0636 | UNITED COGEN, INC. |  | OIL/GAS | OIL/GAS | NATURAL GAS |  | 30 | 4 | COGEN | 30 | 1987-01-01 | PG&E | NP15 | SAN MATEO | SAN FRANCISCO INT'L AIRPORT, HWY 101, AIRPORT EXIT | UNITED AIRLINES | United Airlines SFONU | TRUE
W0168 | GREEN RODGE POWER LLC (70 MW-C) | ALTAMONT INFRASTRUCTURE COMPANY - | WIND | WIND | WIND |  | 30 | 3 | NOT COGEN | 30 | 1991-01-01 | PG&E | NP15 | SOLANO |  |  |  | TRUE
W0172 | GREEN RODGE POWER LLC (10MW-B) | ALTAMONT INFRASTRUCTURE COMPANY - | WIND | WIND | WIND |  | 30 | 3 | NOT COGEN | 30 | 1988-04-01 | PG&E | NP15 | SAN JOAQUIN |  |  |  | TRUE
T0007 | CALPINE GEYSER CO. L.P. (WFF) | WEST FORD FLAT/CALPINE GEYSERS CO | GEOTHERMAL | GEOTHERMAL | DRY STEAM |  | 30 | 2 | NOT COGEN | 27 | 1988-12-11 | PG&E | NP15 | LAKE | 10350 SOCRATES MINE ROAD | CALPINE | CALPINE | TRUE
W0054 | ARCADIAN RENEWABLE POWER CORP |  | WIND | WIND | WIND |  | 30 | 3 | NOT COGEN |  | 1983-03-15 | PG&E | NP15 | SAN JOAQUIN |  | FAYETTE MANUFACTURING COMPANY |  | TRUE
S0070 | LUZ SEGS II |  | SOLAR | SOLAR | THERMAL | PARABOLIC TROUGH | 30 | 4 | NOT COGEN |  | 1985-12-24 | SCE | SP15 | SAN BERNARDINO | 35100 SANTA FE STREET | DAGGETT LEASING CORPORATION | LUZ SOLAR PTNRS II | TRUE
W0115 | MESA (OWNERS: ZOND-PANAERO I AND |  | WIND | WIND | WIND | WINDPARK | 29.9 | 3 | NOT COGEN | 30 | 1984-11-29 | SCE | SP15 | RIVERSIDE | 11001 NORTH WHITE WATER CANYON | MOGUL WIND | MOGUL WIND | TRUE
G0673 | WHEELABRATOR NORWALK ENERGY COMPANY | A.K.A. METROPOLITAN STATE HOSPITAL | OIL/GAS | OIL/GAS | NATURAL GAS | COMBINED CYCLE/TOPPING CYCLE | 29 | 4 | COGEN | 29 | 1987-09-10 | SCE | SP15 | LOS ANGELES | 11500 S. NORWALK BLVD | WHEELABRATOR NORKWALK EGY CO | WHEELABRATOR NORKWALK EGY CO | TRUE
G0157 | PITCHESS COGEN | PITCHESS HONOR RANCH | OIL/GAS | OIL/GAS | NATURAL GAS | COMBINED CYCLE/TOPPING CYCLE | 28.709 | 4 | COGEN | 28.709 | 1988-07-14 | SCE | SP15 | LOS ANGELES | 29300 THE OLD ROAD | COUNTY OF LOS ANGELES | Pitchess Cogen, Los Angeles County-ISD | TRUE
G0661 | CALPINE MONTEREY COGEN | A.K.A. WATSONVILLE COGEN | OIL/GAS | OIL/GAS | NATURAL GAS |  | 28.5 | 4 | COGEN | 28.5 | 1901-06-15 | PG&E | NP15 | SANTA CRUZ | 831 WALKER STREET | WATSONVILLE COGENERATION | CALPINE | TRUE
G0403 | CAMARRILLO NUG | O.L.S. ENERGY (CAMARILLO STATE HOSPITAL) | OIL/GAS | OIL/GAS | NATURAL GAS | COMBINED CYCLE/TOPPING CYCLE | 28.04 | 4 | COGEN | 28.04 | 1987-12-27 | SCE | SP15 | VENTURA | 1947 WEST POTRERO ROAD | O.L.S. ACQUISITION | Energy Initiatives, Inc | TRUE
G0005 | CITY OF REDDING |  | OIL/GAS | OIL/GAS | NATURAL GAS |  | 28 | 4 | COGEN | 30 | 1989-01-04 | PG&E | NP15 | SHASTA | 3909 TRAVONA ROAD |  | CITY OF REDDING | TRUE
W0083 | TRES VAQUEROS WINDFARMS, LLC |  | WIND | WIND | WIND |  | 28 | 3 | NOT COGEN | 28.3 | 1986-01-04 | PG&E | NP15 | CONTRA COSTA | 8001 NORTH VASCO ROAD | HOWDEN WIND PARK |  | TRUE
W0142 | WHITEWATER HILL 28 |  | WIND | WIND | WIND | WINDPARK | 28 | 3 | NOT COGEN | 28 | 1985-04-19 | SCE | SP15 | RIVERSIDE |  |  |  | TRUE
G0502 | ROCKWELL INTERNATIONAL | A.K.A. SCTI/POWER PAK | OIL/GAS | OIL/GAS | NATURAL GAS | MISCELLANEOUS/BOTTOMING CYCLE | 28 | 4 | COGEN |  | 1993-05-30 | SCE | SP15 | VENTURA | SECTION 1 FACILITY, BLDG. 355, WOOLSEY CANYON ROAD | ENERGY TECHNOLOGY ENGINEERING C | ROCKWELL INTERN'L | TRUE
E0088 | HUMBOLDT PULP MILL |  | WTE | BIOMASS | WOODWASTE, HOG FUEL, |  | 27.9 | 4 | COGEN | 27.9 | 1982-08-23 | PG&E | NP15 | HUMBOLDT | 1900 BENDIXSEN ROAD |  |  | TRUE
G0404 | CHINO NUG | O.L.S. ENERGY (CHINO MEN'S INSTITUTION) | OIL/GAS | OIL/GAS | NATURAL GAS, DIST | COMBINED CYCLE/TOPPING CYCLE | 27.6 | 4 | COGEN | 27.75 | 1987-12-24 | SCE | SP15 | SAN BERNARDINO | 5601 EUCALYPTUS AVENUE | O.L.S. ENERGY | Energy Initiatives, Inc | TRUE
G0630 | TOSCO SFAR CARBON | A.K.A. CONTRA COSTA CARBON PLANT or UNOCAL CHEMICAL DIVISION | OIL/GAS | OIL/GAS | NATURAL GAS |  | 27.38 | 4 | COGEN | 27.38 | 1984-02-01 | PG&E | NP15 | CONTRA COSTA | 2101 FRANKLIN CANYON ROAD | UNION OIL COMPANY | TOSCO | TRUE
G0356 | MIDSUN PARTNERS |  | OIL/GAS | OIL/GAS | NATURAL GAS |  | 27.35 | 4 | COGEN | 27.295 | 1989-04-01 | PG&E | NP15 | KERN | 3344 CROCKER SPRINGS ROAD | MIDSUN PARTNERS L.P. | LFC Power Systems Corp. | TRUE
E0102 | WADHAM ENERGY LTD. PART. | WADHAM ENERGY LIMITED PARTNERSHIP | WTE | BIOMASS | AG. WASTE |  | 26.5 | 4 | NOT COGEN | 26.5 | 1989-03-24 | PG&E | NP15 | COLUSA | 6247 MEYERS ROAD | UAE ENERGY OPERATIONS CORP. | WADHAM ENERGY LIMITED PARTNERSHIP | TRUE
G0405 | PE - BERKELEY, INC. | O.L.S. ENERGY (BERKELEY) or UC BERKELEY MAIN STEAM PLANT | OIL/GAS | OIL/GAS | NATURAL GAS, DIS |  | 26.35 | 4 | COGEN | 26.35 | 1987-05-19 | PG&E | NP15 | ALAMEDA | CROSS CAMPUS ROAD | UC BERKELEY | PE- Berkeley, Inc (Lessee)_ | TRUE
H0311 | MALACHA HYDRO L.P. | MUCK VALLEY HYDROELECTRIC PROJECT | HYDROELECTRIC | HYDRO | HYDRO |  | 26 | 1 | NOT COGEN | 29.9 | 1988-12-07 | PG&E | NP15 | LASSEN | MUCK VALLEY ACCESS RD, MILE W OF NUBIEBER, HWY 299 | MALACHA HYDRO PARTNERS | MALACHA HYDRO LIMITED PARTNERS | TRUE
W0047 | EUI MANAGEMENT PH, INC. |  | WIND | WIND | WIND | WINDPARK | 25.535 | 3 | NOT COGEN | 25.535 | 1985-12-31 | SCE | SP15 | RIVERSIDE |  | EUI MANAGEMENT PH, INC/ENERGY UNLIMITED | FPL ENERGY, INC | TRUE
W0027 | CANNON ENERGY CORPORATION - 6092 |  | WIND | WIND | WIND | WINDPARK | 25.512 | 3 | NOT COGEN | 28 | 1988-01-01 | SCE | SP15 | KERN | HWY 58 AND SAND CANYON ROAD | CANNON ENERGY CORP | CORAM | TRUE
E0105 | WOODLAND BIOMASS | WOODLAND BIOMASS POWER, LTD. | WTE | BIOMASS | AG. & WOODWASTE |  | 25 | 4 | NOT COGEN | 30 | 1989-08-31 | PG&E | NP15 | YOLO | 1786 E. KENTUCKY AVENUE | WOODLAND BIOMASS POWER, THERMOELECTRON | THERMO ECOTEK | TRUE
E0052 | MENDOTA BIOMASS POWER |  | WTE | BIOMASS | AG. & WOODWASTE | FLUIDIZED BOILE BIOMASS & NATURAL GAS | 25 | 4 | COGEN | 30 | 1989-06-29 | PG&E | NP15 | FRESNO | 400 GUILLEN PARKWAY | MENDOTA BIOMASS POWER | THERMO ECOTEK | TRUE
H0198 | FRIANT DAM | FRIANT HYDROELECTRIC PROJECT | HYDROELECTRIC | HYDRO | HYDRO |  | 25 | 1 | NOT COGEN | 27.509 | 1985-04-16 | PG&E | NP15 | MADERA |  | FRIANT POWER AUTHORITY |  | TRUE
G0384 | FRESNO COGENERATION PARTNERS | A.K.A. AGRICO COGEN, SAN JOAQUIN COGEN | OIL/GAS | OIL/GAS | NATURAL GAS |  | 25 | 4 | COGEN | 25 | 1984-03-14 | PG&E | NP15 | FRESNO | 8105-B SOUTH LASSEN AVENUE |  | FRESNO COGENERATION PARTNERS | TRUE
G0677 | HUENEME PAPER MILL | WILLIAMETTE INDUSTRIES | OIL/GAS | OIL/GAS | NATURAL GAS | COMBUSTION TURBINE/TOPPING CYCLE | 25 | 4 | COGEN | 25 | 1986-03-14 | SCE | SP15 | VENTURA | 5936 PERKINS RD. | WILLIAMETTE INDUSTRIES INC | WILLIAMETTE INDUSTRIES INC | TRUE
G0203 | N.P. COGENERATION, INC | A.K.A. FPB COGENERATION PARTNERS, L.P. | OIL/GAS | OIL/GAS | NATURAL GAS | COMBINED CYCLE/TOPPING CYCLE | 24.7 | 4 | COGEN | 24.7 | 1982-11-29 | SCE | SP15 | LOS ANGELES | 5605 EAST 61ST STREET | FPB COGEN INC | GE Contractual Services | TRUE
W0003 | ALTA MESA POWER PURCHASE CONTRACT | A.K.A. SWANMILL FARMS I-II | WIND | WIND | WIND | WINDPARK | 24.57 | 3 | NOT COGEN | 27 | 1988-12-31 | SCE | SP15 | RIVERSIDE |  | SEAWEST INDUSTRIES, INC. | MARK TECHNOLOGIES CO | TRUE
E0099 | RIO BRAVO ROCKLIN |  | WTE | BIOMASS | WOODWASTE |  | 24.4 | 4 | NOT COGEN | 28 | 1989-06-09 | PG&E | NP15 | PLACER | 3100 SPARTA COURT (ATHENS AVE & INDUSTRIAL BLVD) | ULTRAPOWER-ROCKLIN, UC OPERATING SERVICE | CONSTELLATION ENERGY, CHRYSLER, PITNEY | TRUE
E0098 | RIO BRAVO FRESNO |  | WTE | BIOMASS | AG. & WOODWASTE |  | 24.3 | 4 | NOT COGEN | 28 | 1988-07-20 | PG&E | NP15 | FRESNO | 3350 SOUTH WILLOW AVENUE | CONSTELLATION OPERATING SERVICES | CONSTELLATION ENERGY, CHRYSLER CORP | TRUE
T0062 | ORMESA I, IE, IH |  | GEOTHERMAL | GEOTHERMAL | HYDROTHERMAL | BINARY CYCLE | 24 | 2 | NOT COGEN | 38 | 1986-12-01 | SCE | SP15 | IMPERIAL | 3300 E. EVAN HEWES HIGHWAY | PSC GEOTHERMAL SERVICES COMPANY | OESI POWER CORPORATION | TRUE
W0122 | OAK CREEK ENERGY SYSTEMS |  | WIND | WIND | WIND | WINDPARK | 24 | 3 | NOT COGEN | 27.9 | 1986-02-10 | SCE | SP15 | KERN |  | SEAWEST ENERGY GROUP | ENRON WIND CORP. | TRUE
G0290 | NUTRA SWEET KELCO |  | OIL/GAS | OIL/GAS | NATURAL GAS | GAS TURBINE | 24 | 4 | COGEN | 24 | 1983-10-19 | SDG&E | SP15 | SAN DIEGO | 2145 EAST BELT STREET | MERCK KELCO CO. | KELCO- DIVISION OF MERCK & CO.,INC | TRUE
W0176 | GREEN RODGE POWER LLC (23.8 MW) | ALTAMONT INFRASTRUCTURE COMPANY - | WIND | WIND | WIND |  | 23.8 | 3 | NOT COGEN | 23.8 | 1987-01-05 | PG&E | NP15 | SAN JOAQUIN | PATTERSON PASS ROAD, BETWEEN S. FLYNN AND MIDWAY |  |  | TRUE
C0007 | HANFORD L.P. | A.K.A. HANFORD COGEN | COAL | COAL | PETROLEUM COKE, CRUD |  | 23 | 4 | COGEN | 23 | 1990-09-26 | PG&E | NP15 | KINGS | 10596 IDAHO AVENUE | GWF POWER SYSTEMS | GWF POWER SYSTEMS | TRUE
G0386 | NTC/MCRD ENERGY FACILITY |  | OIL/GAS | OIL/GAS | STEAM & NATURAL GAS | COMBINED CYCLE | 23 | 4 | COGEN | 23 | 1989-12-01 | SDG&E | SP15 | SAN DIEGO | NTC/MCRD BLDG 566, END OF NEVILLE RD | SITHE/ENERGIES GROUP | SITHE/ENERGIES GROUP | TRUE
W0213 | ZOND WINDSYSTEM PARTNERS 85-B - M |  | WIND | WIND | WIND | WINDPARK | 22.5 | 3 | NOT COGEN | 22.5 | 1985-12-05 | SCE | SP15 | KERN | 13000 JAMESON STREET, 85-B REMOTE I (93581) | ZOND WIND SYSTEMS | ENRON WIND CORP. | TRUE
E0100 | OGDEN POWER PACIFIC, INC. (CHINESE STATEION) | A.K.A. PACIFIC-ULTRAPOWER CHINESE STATION | WTE | BIOMASS | WOODWASTE |  | 22 | 4 | NOT COGEN | 19.8 | 1986-06-04 | PG&E | NP15 | TUOLUMNE | 8755 ENTERPRISE DRIVE | ULTRA CONSTELLATION OPERATING SERVICES | PAC. ENERGY, ULTRASYSTEM, CONSTELLATION | TRUE
G0033 | PLACERITA UNIT II | A.K.A. ARCO OIL & GAS COMPANY- PLACERITA II OR ARCO PLACERITA COGEN 2 | OIL/GAS | OIL/GAS | NATURAL GAS | I.C. TOPPING CYCLE | 21.76 | 4 | COGEN | 21.76 | 1985-12-01 | SCE | SP15 | LOS ANGELES | 25121 N.SIERRA HIGHWAY | ARCO | ARCO WESTERN ENERGY | TRUE
G0032 | PLACERITA UNIT I | A.K.A. ARCO OIL & GAS COMPANY- PLACERITA I OR ARCO PLACERITA COGEN 1 | OIL/GAS | OIL/GAS | NATURAL GAS | I.C. TOPPING CYCLE | 21.76 | 4 | COGEN | 21.76 | 1985-12-01 | SCE | SP15 | LOS ANGELES | 25121 N.SIERRA HIGHWAY | ARCO | ARCO | TRUE
G0102 | CHEVRON CYMRIC | CHEVRON CYMRIC, CYMRIC 6Z/31 X/36W | OIL/GAS | OIL/GAS | NATURAL GAS |  | 21.04 | 4 | COGEN | 21.04 | 1982-10-15 | PG&E | NP15 | KERN | WEST OF FRANCO WESSTERN, SE OF CYMRIC ROAD | CHEVRON U.S.A. | CHEVRON U.S.A. | TRUE
E0096 | THERMAL ENERGY DEV. CORP. | A.K.A. TRACY BIOMASS PLANT | WTE | BIOMASS | AG. & WOODWASTE |  | 21 | 4 | NOT COGEN | 21 | 1990-04-26 | PG&E | NP15 | SAN JOAQUIN | 14800 W. SCHULTE ROAD | TRACY OPERATORS | COMMUNITY ENERGY ALTERNATIVES, INC (CEA) | TRUE
W0146 | SKY RIVER PARTNERSHIP (WILDERNESS III) |  | WIND | WIND | WIND | WINDPARK | 20.925 | 3 | NOT COGEN | 20.925 | 1991-02-14 | SCE | SP15 | KERN | 13000 JAMESON RD | SMITH WIND ENERGY CORP. | SMITH WIND ENERGY CORP. | TRUE
W0143 | SECTITON 28 TRUST (SANDBERG III) |  | WIND | WIND | WIND | WINDPARK | 20.756 | 3 | NOT COGEN | 44.446 | 1985-01-22 | SCE | SP15 | RIVERSIDE |  | SAN GORGONIO FARMS, | SAN GORGONIO FARMS, | TRUE
G0466 | PROCTER & GAMBLE (SACRAMENTO) |  | OIL/GAS | OIL/GAS | NATURAL GAS |  | 20.3 | 9700 | COGEN |  | 1994-01-15 | PG&E | NP15 | SACRAMENTO | 8201 FRUITRIDGE RD | PROCTER & GAMBLE |  | TRUE
E0081 | SIERRA PACIFIC IND. (QUINCY) |  | WTE | BIOMASS | WOODWASTE | FIXED & TRAVELING GRATE | 20 | 4 | COGEN | 27.5 | 1983-01-14 | PG&E | NP15 | PLUMAS | 1538 LEE ROAD | SIERRA PACIFIC INDUSTRIES | SIERRA PACIFIC INDUSTRIES | TRUE
E0063 | PACIFIC LUMBER COMPANY |  | WTE | BIOMASS | WOODWASTE | GRATE BOILER | 20 | 4 | COGEN | 25 | 1986-03-22 | PG&E | NP15 | HUMBOLDT | HWY 101, 125 MAIN STREET | PACIFIC LUMBER CO. | PACIFIC LUMBER COMPANY | TRUE
E0078 | SIERRA PACIFIC IND. (BURNEY) |  | WTE | BIOMASS | WOODWASTE | FIXED GRATE | 20 | 4 | COGEN | 20 | 1986-11-04 | PG&E | NP15 | SHASTA | 39336 HIGHWAY 299 EAST | SIERRA PACIFIC INDUSTRIES | SIERRA PACIFIC INDUSTRIES | TRUE
C0011 | GWF POWER SYSTEMS SITE #4 | A.K.A. WILBUR EAST POWER PLANT | COAL | COAL | PET COKE, CRUDE OIL | FLUIDIZED BOILER | 20 | 4 | NOT COGEN | 20 | 1989-10-10 | PG&E | NP15 | CONTRA COSTA | 3400 WILBUR AVENUE (WEST OF HWY 160) | GWF POWER SYSTEMS | GWF POWER SYSTEMS | TRUE
W0166 | GREEN RODGE POWER LLC (70 MW-A) | ALTAMONT INFRASTRUCTURE COMPANY - | WIND | WIND | WIND |  | 20 | 3 |  | 19.9 | 1988-04-01 | PG&E | NP15 | SAN JOAQUIN |  |  |  | TRUE
W0202 | ZOND WINDSYSTEM PARTNERS LTD SERI |  | WIND | WIND | WIND |  | 20 | 3 | NOT COGEN | 18 | 1985-12-30 | PG&E | NP15 | ALAMEDA | 10619 ALTAMONT PASS ROAD | ZOND SYSTEMS, INC | PG&E | TRUE
T0021 | GEM RESOURCES, LLC |  | GEOTHERMAL | GEOTHERMAL | HYDROTHERMAL | DOUBLE FLASH | 20 | 2 | NOT COGEN | 40 | 1989-06-01 | SCE | SP15 | IMPERIAL | 3300 EAST EVAN HEWES HWY (8 MILES E OF HOLTVILLE & 1 MILE N OF I-8) | MISSION OPERATIONS & MAINTENANCE | GEO EAST MESA LIMITED PARTNERSHIP | TRUE
T0022 | GEM RESOURCES, LLC |  | GEOTHERMAL | GEOTHERMAL | HYDROTHERMAL | DOUBLE FLASH | 20 | 2 | NOT COGEN | 40 | 1989-06-01 | SCE | SP15 | IMPERIAL | 3300 EAST EVAN HEWES HWY (8 MILES E OF HOLTVILLE & 1 MILE N OF I-8) | MISSION OPERATIONS & MAINTENANCE | GEO EAST MESA LIMITED PARTNERSHIP | TRUE
T0048 | SALTON SEA POWER GENERATION LP #2 |  | GEOTHERMAL | GEOTHERMAL | HYDROTHERMAL | SINGLE-FLASH CYCLE | 20 | 2 | NOT COGEN | 20 | 1990-03-09 | SCE | SP15 | IMPERIAL | 6920 LACK ROAD | CALIFORNIA ENERGY COMPANY | CALENERGY | TRUE
E0117 | COYOTE CANYON FACILITY - GAS RECO |  | WTE | LANDFILL GAS | LANDFILL GAS | STEAM TURBINE | 20 | 4 | NOT COGEN | 20 | 1989-02-08 | SCE | SP15 | ORANGE | 5531 COYOTE CANYON DRIVE | ORANGE COUNTY IWMD | ORANGE COUNTY IWMD | TRUE
G0468 | PROCTER & GAMBLE (OXNARD) 1 |  | OIL/GAS | OIL/GAS | NATURAL GAS | COMBINED CYCLE/TOPPING CYCLE | 19.876 | 9700 | COGEN | 19.876 | 1984-01-01 | SCE | SP15 | VENTURA | 800 NORTH RICE AVENUE | PROCTOR & GAMBLE | National Gas & Electric | TRUE
W0145 | SKY RIVER PARTNERSHIP (WILDERNESS II) |  | WIND | WIND | WIND | WINDPARK | 19.8 | 3 | NOT COGEN | 19.8 | 1991-05-23 | SCE | SP15 | KERN | 13000 JAMESON RD | SKY RIVER PARTNERSHIP | SKY RIVER PARTNERSHIP | TRUE
C0010 | GWF POWER SYSTEMS SITE #3 | A.K.A. WILBUR WEST POWER PLANT | COAL | COAL | PET COKE, CRUDE OIL |  | 19.56 | 4 | NOT COGEN | 19.56 | 1990-08-27 | PG&E | NP15 | CONTRA COSTA | 1900 WILBUR AVENUE | GWF POWER SYSTEMS | GWF POWER SYSTEMS | TRUE
C0008 | GWF POWER SYSTEMS SITE #1 |  | COAL | COAL | PET COKE, CRUDE OIL | FLUIDIZED BOILER | 19.56 | 4 | NOT COGEN | 19.56 | 1990-12-07 | PG&E | NP15 | CONTRA COSTA | 895 EAST 3RD STREET (& HARBOR STREET) | GWF POWER SYSTEMS | GWF POWER SYSTEMS | TRUE
W0125 | PAINTED HILLS WIND DEVELOPERS |  | WIND | WIND | WIND | WINDPARK | 19.265 | 3 | NOT COGEN | 19.265 | 1985-12-01 | SCE | SP15 | RIVERSIDE |  | PHOENIX ENERGY, LIMITED | PHOENIX ENERGY LTD. | TRUE
W0063 | FLOWIND 6-4 | A.K.A. ELWORTHY SUB-IV | WIND | WIND | WIND |  | 18.99 | 3 | NOT COGEN |  | 1987-01-01 | PG&E | NP15 | ALAMEDA | 12050 ALTAMONT PASS ROAD | FORAS | DIFKO | TRUE
W0062 | FLOWIND 5-4 | A.K.A. ELWORTHY SUB-III | WIND | WIND | WIND |  | 18.96 | 3 | NOT COGEN |  | 1985-04-11 | PG&E | NP15 | ALAMEDA | 12050 ALTAMONT PASS ROAD | FLOWIND | FPL ENERGY, INC. | TRUE
W0061 | FLOWIND 4-4 | A.K.A. ELWORTHY SUB-II | WIND | WIND | WIND |  | 18.96 | 3 | NOT COGEN |  | 1987-01-01 | PG&E | NP15 | ALAMEDA | 12050 ALTAMONT PASS ROAD | FORAS | DIFKO | TRUE
W0060 | FLOWIND 3-4 | A.K.A. ELWORTHY SUB-I | WIND | WIND | WIND |  | 18.96 | 3 | NOT COGEN |  | 1985-04-11 | PG&E | NP15 | ALAMEDA | 12050 ALTAMONT PASS ROAD | FLOWIND FORAS | FLOWIND DIFKO | TRUE
W0167 | GREEN RODGE POWER LLC (70 MW-B) | ALTAMONT INFRASTRUCTURE COMPANY - | WIND | WIND | WIND |  | 18.5 | 3 | NOT COGEN | 18.5 | 1990-01-01 | PG&E | NP15 | SOLANO |  |  |  | TRUE
T0043 | ORMESA GEOTHERMAL II |  | GEOTHERMAL | GEOTHERMAL | HYDROTHERMAL | BINARY CYCLE | 18.5 | 4 | NOT COGEN | 18.5 | 1987-12-31 | SCE | SP15 | IMPERIAL | 3304 E. EVAN HEWES HIGHWAY | ORMESA OPERATORS | FPL ENERGY, INC. | TRUE
W0153 | WINDPOWER PARTNERS 1993, L.P. (TR |  | WIND | WIND | WIND | WINDPARK | 18.237 | 3 | NOT COGEN | 16.2 | 1986-12-22 | SCE | SP15 | RIVERSIDE | 18510 KAREN RD | WINTEC, LTD. ADDITION D | WINTEC, LTD. | TRUE
E0064 | OGDEN POWER PACIFIC (OROVILLE) | PACIFIC OROVILLE POWER INC. | WTE | BIOMASS | AG. & WOODWASTE |  | 18 | 4 | NOT COGEN | 18.75 | 1985-09-26 | PG&E | NP15 | BUTTE | 3050 S. 5TH AVENUE | PACIFIC ENERGY | OGDEN ENERGY GROUP, INC. | TRUE
E0051 | WHEELABRATOR MARTELL INC. | WHEELABRATOR MARTELL INC. | WTE | BIOMASS | WOODWASTE | GRATE BOILER | 18 | 4 | COGEN | 18 | 1986-03-13 | PG&E | NP15 | AMADOR | HWY 49 & RIDGE ROAD | OPERATIONAL ENERGY CORPORATION | WHEELABRATOR MARTELL INC. | TRUE
E0150 | STANISLAUS WASTE ENERGY | STANISLAUS or RESOURCE RECOVERY FACI | WTE | MSW | MSW | WASTE | 18 | 4 | NOT COGEN | 18 | 1988-09-06 | PG&E | NP15 | STANISLAUS | 4040 FINK ROAD | STANISLAUS WASTE ENERGY | OGDEN MARTIN | TRUE
C0012 | GWF POWER SYSTEMS SITE #5 |  | COAL | COAL | PET COKE, CRUDE OIL | FLUIDIZED BOILER | 17.74 | 4 | NOT COGEN | 17.74 | 1990-03-17 | PG&E | NP15 | CONTRA COSTA | 555 NICHOLS ROAD | GWF POWER SYSTEMS | GWF POWER SYSTEMS | TRUE
C0009 | GWF POWER SYSTEMS SITE #2 |  | COAL | COAL | PET COKE, CRUDE OIL | FLUIDIZED BOILER | 17.74 | 4 | NOT COGEN | 17.74 | 1989-12-22 | PG&E | NP15 | CONTRA COSTA | 1605 LOVERIDGE ROAD & EAST 14TH ST. | GWF POWER SYSTEMS | GWF POWER SYSTEMS | TRUE
E0037 | FAIRHAVEN POWER CO. |  | WTE | BIOMASS | WOODWASTE | GRATE BOILER | 17.25 | 4 | NOT COGEN | 18.75 | 1983-04-28 | PG&E | NP15 | HUMBOLDT | 97 BAY STREET (& NAVY BASE ROAD) | FAIRHAVEN POWER CO | FAIRHAVEN POWER COMPANY | TRUE
G0453 | POINT ARGUELLO PIPELINE COMPANY | GAVIOTA OIL PLANT | OIL/GAS | OIL/GAS | NATURAL GAS | COMBUSTION TURBINE/TOPPING CYCLE | 17.2 | 4 | COGEN | 17.2 | 1987-12-15 | SCE | SP15 | SANTA BARBARA | 17100 CALLE MARIPOSA REINA | CHEVRON U.S.A. | CHEVRON U.S.A. | TRUE
E0201 | JACKSON VALLEY ENERGY |  | WTE | MSW | MSW |  | 17.1 | 4 | COGEN | 17.1 | 1987-01-05 | PG&E | NP15 | AMADOR | 4655 COAL MINE ROAD | JACKSON VALLEY ENERGY |  | TRUE
G0368 | BERRY PETROLEUM COMPANY | MONARCH COGENERATION | OIL/GAS | OIL/GAS | NATURAL GAS |  | 17 | 4 | COGEN | 17 | 1985-03-14 | PG&E | NP15 | KERN | SOUTH MIDWAY-SUNSET | MONARCH COGENERATION |  | TRUE
W0214 | ZOND WINDSYSTEM PARTNERS 85-A - M |  | WIND | WIND | WIND | WINDPARK | 17 | 3 | NOT COGEN | 17 | 1985-11-13 | SCE | SP15 | KERN | 13000 JAMESON STREET, 85-A REMOTE I (93581) | ZOND SYSTEMS, INC. | ENRON WIND CORP. | TRUE
C0019 | RIVERSIDE CEMENT COMPANY |  | COAL | COAL | COAL | COAL FIRED BOTTOMING CYCLE | 17 | 4 | COGEN | 17 | 1979-06-08 | SCE | SP15 | SAN BERNARDINO | 19409 NATIONAL TRAILS HIGHWAY | RIVERSIDE CEMENT COMPANY | RIVERSIDE CEMMENT CO. | TRUE
H0262 | KAWEAH RIVER POWER AUTHORITY (TERMINUS) | A.K.A. TERMINUS DAM | HYDROELECTRIC | HYDRO | HYDRO | DAM/CONVENTIONAL | 17 | 1 | NOT COGEN | 17 | 1990-03-16 | SCE | SP15 | TULARE | TERMINUS DAM | KAWEAH RIVER POWER AUTHORITY | KAWEAH RIVER POWER AUTHORITY | TRUE
H0058 | ALAMO |  | HYDROELECTRIC | HYDRO | HYDRO | HYDRAULIC TURBINE - CONVENTIONAL | 17 | 1 | NOT COGEN | 17 | 1986-07-31 | SCE | SP15 | LOS ANGELES | 31849 N. LAKE HUGES ROAD | CDWR | CDWR | TRUE
G0100 | COALINGA 6C/25D |  | OIL/GAS | OIL/GAS | NATURAL GAS | GAS TURBINE/HEAT RECOVERY STEAM GENERATR | 16.5 | 4 | COGEN | 16.5 | 1986-11-07 | PG&E | NP15 | FRESNO | 39405 SOUTH DERRICK |  | CHEVRON U.S.A. | TRUE
G0158 | TOTAL ENERGY FACILITY, CO. SANITA |  | OIL/GAS | OIL/GAS | DIGESTER GAS | GAS TURBINE COMBINED CYCLE | 16.5 | 4 | COGEN | 16.5 | 1995-06-12 | SCE | SP15 | LOS ANGELES | 24501 SOUTH FIGUEROA | LA COUNTY SANITATION DISTRICT | County Sanitation Districts of Los Angeles County | TRUE
G0509 | C & H SUGAR |  | OIL/GAS | OIL/GAS | NATURAL GAS | GAS TURBINE | 16.25 | 4 | COGEN | 16.25 | 1996-05-27 | PG&E | NP15 | CONTRA COSTA | 550 LORING |  |  | TRUE
W0187 | WESTWIND TRUST |  | WIND | WIND | WIND | WINDPARK | 16.207 | 3 | NOT COGEN | 22.5 | 1985-12-31 | SCE | SP15 | RIVERSIDE | CAMERON CANYON RD | WESTWIND ASSOCIATION | WESTWIND ASSOCIATION | TRUE
H0519 | TRI-DAM AUTHORITY (SAND BAR)000000 | A.K.A. SAND BAR PROJECT - TRI-DAM POWER | HYDROELECTRIC | HYDRO | HYDRO |  | 16.2 | 1 | NOT COGEN | 16.2 | 1986-05-19 | PG&E | NP15 | TUOLUMNE |  | O&SSJID | TRI-DAM POWER AUTHORITY | TRUE
W0087 | INTERNATIONAL TURBINE RESEARCH, I |  | WIND | WIND | WIND |  | 16 | 3 | NOT COGEN | 34 | 1988-06-14 | PG&E | NP15 | MERCED | 1400 DINOSAUR POINT | INTERNATIONAL TURBINE RESEARCH |  | TRUE
H0367 | KERN HYDRO (OLCESE) | A.K.A. RIO BRAVO HYDROELECTRIC | HYDROELECTRIC | HYDRO | HYDRO |  | 16 | 1 | NOT COGEN | 16 | 1989-05-18 | PG&E | NP15 | KERN | 16500 ROUTE 178 | OLCESE WATER DISTRICT | OLCESE WATER DISTRICT | TRUE
E0108 | BIOGEN POWER I |  | WTE | MSW | INDUSTRIAL WASTE | INDUSTRIAL WASTE | 16 | 4 | NOT COGEN | 18.6 | 1988-01-26 | SCE | SP15 | SAN BERNARDINO | 72 YATES WELL-15 | BIOGEN POWER COMPANY | BIOGEN POWER COMPANY | TRUE
W0004 | NORTHWIND ENERGY | A.K.A. NORTHWIND VAQUERO-SOUZA WINDPARK | WIND | WIND | WIND |  | 15.5 | 3 | NOT COGEN | 13.08 | 1986-01-04 | PG&E | NP15 | ALAMEDA |  | ALTAMONT ENERGY CORP, GRANT LINE ENERGY |  | TRUE
W0174 | GREEN RODGE POWER LLC (10MW-D) | ALTAMONT INFRASTRUCTURE COMPANY - | WIND | WIND | WIND |  | 15 | 3 | NOT COGEN | 15 | 1991-01-01 | PG&E | NP15 | SAN JOAQUIN |  |  |  | TRUE
E0039 | GEORGIA PACIFIC CORP. | A.K.A. GEORGIA PACIFIC WEST INC. | WTE | BIOMASS | WOODWASTE |  | 15 | 4 | NOT COGEN | 15 | 1980-06-01 | PG&E | NP15 | MENDOCINO | 90 WEST REDWOOD AVE. | GEORGIA PACIFIC CORP | GEORGIA PACIFIC CORP | TRUE
E0042 | IMPERIAL RESOURCE RECOVERY | IMERIAL RESOURCE RECOVERY ASSOCIATIES or SCHOLL CANYON SLF | WTE | BIOMASS | AG. & ANIMAL WASTE |  | 15 | 4 | NOT COGEN | 18.1 | 1990-01-01 | SCE | SP15 | IMPERIAL | 3505 HIGHWAY 111 | HYDRA-CO ENTERPRISES, INC | WESTERN POWER GROUP, INC | TRUE
G0396 | WESTEND | NORTH AMERICAN CHEMICAL COMPANY | OIL/GAS | OIL/GAS | NATURAL GAS | COMBUSTION TURBINE/TOPPING CYCLE | 15 | 4 | COGEN | 15 | 1979-06-25 | SCE | SP15 | SAN BERNARDINO | 13200 MAIN STREET | NORTH AMERICAN CHEMICAL CO | NORTH AMERICAN CHEMICAL CO. | TRUE
W0103 | CALWIND RESOURCES, INC. WIND RESO | KENETECH WINDPOWER, INC. (ARBUTUS) | WIND | WIND | WIND | WINDPARK | 14.885 | 4 | NOT COGEN | 21.795 | 1991-03-29 | SCE | SP15 | KERN |  | ARBUTUS CORPORATION | ARBUTUS CORPORATION | TRUE
E0082 | SIERRA PACIFIC IND. (SUSANVILLE) |  | WTE | BIOMASS | WOODWASTE | FIXED CRATE | 14.34 | 4 | COGEN | 15 | 1981-10-05 | PG&E | NP15 | LASSEN | END OF SUNKIST ROAD | SIERRA PACIFIC INDUSTRIES | SIERRA PACIFIC INDUSTRIES | TRUE
W0041 | DIFWIND PARTNERS (DIFWIND FARMS L |  | WIND | WIND | WIND | WINDPARK | 14.154 | 3 | NOT COGEN | 15.063 | 1985-12-18 | SCE | SP15 | RIVERSIDE | 62195 GARRET AVE | CORAM | ENERGY CONVERSION TE | TRUE
E0134 | MODESTO ENERGY LIMITED PARTNERSHI |  | WTE | MSW | MSW | TIRES | 14 | 4 | NOT COGEN | 14 | 1987-09-11 | PG&E | NP15 | STANISLAUS | 4549 INGRAM CREEK ROAD | MODESTO ENERGY CO. | OXFORD ENERGY | TRUE
W0023 | CTV POWER PURCHASE CONTRACT TRUST |  | WIND | WIND | WIND | WINDPARK | 13.775 | 3 | NOT COGEN | 14 | 1986-04-22 | SCE | SP15 | KERN | OAK CREEK ROAD |  | CTV MANAGEMENT GROUP | TRUE
W0129 | PHOENIX ENERGY LIMITED |  | WIND | WIND | WIND | WINDPARK | 13.51 | 3 | NOT COGEN | 13.51 | 1985-01-10 | SCE | SP15 | RIVERSIDE | 79 W INDIAN SEC 22, PALM SPRINGS CA 92262 | SEAWEST ENERGY GROUP | RENEWABLE ENERGY VEN | TRUE
W0195 | WINDPOWER PARTNERS 1993, L.P. (BU |  | WIND | WIND | WIND | WINDPARK | 13.5 | 3 | NOT COGEN | 13.5 | 1984-12-13 | SCE | SP15 | RIVERSIDE | 62125 DILLON | RIVERVIEW VENTURES | FRED NOBLE | TRUE
G0317 | LOMA LINDA UNIVERSITY |  | OIL/GAS | OIL/GAS | NATURAL GAS | CT PROCESS STEAM PLANT/TOPPING | 13.4 | 4 | COGEN | 13.4 | 1980-04-01 | SCE | SP15 | SAN BERNARDINO | 11100 ANDERSON ST | LOMA LINDA UNIVERSITY | LOMA LINDA UNIVERSITY | TRUE
H0192 | ENERGY GROWTH PARTNERS I | A.K.A. FORKS OF BUTTE | HYDROELECTRIC | HYDRO | HYDRO |  | 13.3 | 1 | NOT COGEN |  | 1992-03-16 | PG&E | NP15 | BUTTE | DESABLE POWERHOUSE ACCESS ROAD |  | ENERGY GROWTH GROUP | TRUE
E0130 | PALOS VERDES ENERGY RECOVERY FROM | PALOS VERDES LF | WTE | LANDFILL GAS | LANDFILL GAS | RECIPROCATING ENGINE | 13 | 4 | NOT COGEN | 13 | 1988-05-20 | SCE | SP15 | LOS ANGELES | 25704 HAWTHORNE BLVD | L.A. COUNTY SANITATION DISTRICT | L.A. COUNTY SANITATION DISTRICT | TRUE
W0007 | ALTAMONT MIDWAY, LTD. |  | WIND | WIND | WIND |  | 12.5 | 3 | NOT COGEN | 50 | 1985-04-16 | PG&E | NP15 | SAN JOAQUIN |  | ALTAMONT MIDWAY LTD |  | TRUE
E0089 | SOLEDAD ENERGY |  | WTE | BIOMASS | WOODWASTE |  | 12 | 4 | NOT COGEN | 12 | 1989-12-22 | PG&E | NP15 | MONTEREY | 959 LOS COCHES DRIVE | SOLEDAD ENERGY PARTNERSHIP | WESTERN ELECTRIC POWER CORP | TRUE
E0026 | COLLINS PINE |  | WTE | BIOMASS | WOODWASTE | COGENERATION | 12 | 4 | COGEN | 12 | 1967-01-01 | PG&E | NP15 | PLUMAS | 500 MAIN STREET | COLLINS PINE CO. | COLLINS PINE COMPARY | TRUE
E0143 | TOYON CANYON LANDFILL | TOYON POWER STATION | WTE | MSW | MSW | RECIPROCATING ENGINE | 12 | 4 | NOT COGEN | 12 | 1986-05-12 | SCE | SP15 | LOS ANGELES | 5050 MOUNT HOLLYWOOD DRIVE (GRIFFITH PARK) | P.L.E.S. | OGDEN ENERGY GROUP, INC. | TRUE
G0565 | SMURFIT POMONA MILL | SMURFIT NEWSPRINT CORPORATION | OIL/GAS | OIL/GAS | NATURAL GAS | COMBUSTION TURBINE/TOPPING CYCLE | 12 | 4 | COGEN | 12 | 1985-06-01 | SCE | SP15 | LOS ANGELES | 2205 WEST MT. VERNON AVENUE | GARDEN STATE NEWSPRINT | Smurfit Newsprint Corp. | TRUE
E0025 | PLANT NO. 2, ORANGE COUNTY SANITA |  | WTE | DIGESTER GAS | DIGESTER GAS | DIGESTER GAS/OTHER | 12 | 4 | NOT COGEN | 12 | 1993-07-27 | SCE | SP15 | ORANGE | 22212 BROOKHURST AVENUE |  | ORANGE COUNTY SANITATION DISTRICT | TRUE
E0142 | PENROSE POWER STATION |  | WTE | MSW | MSW | RECIPROCATING ENGINE | 12 | 4 | NOT COGEN | 12 | 1986-05-12 | SCE | SP15 | LOS ANGELES | 8301 TUJUNGA AVENUE | P.L.E.S. | OGDEN ENERGY GROUP, INC. | TRUE
G0415 | INDECK ONTARIO COGEN | ONTARIO COGENERATION (SUNKIST) | OIL/GAS | OIL/GAS | NATURAL GAS | COMBINED CYCLE/TOPPING CYCLE | 12 | 4 | COGEN | 12 | 1984-11-01 | SCE | SP15 | SAN BERNARDINO | 705 EAST CALIFORNIA STREET | INTERNATIONAL POWER TECHNOLOGY | Indeck Capital, Inc. | TRUE
E0113 | COMMERCE REFUSE-TO-ENERGY |  | WTE | MSW | REFUSE-DERIVED | MUNICIPAL SOLID WASTE | 12 | 4 | NOT COGEN | 12 | 1954-01-01 | SCE | SP15 | LOS ANGELES | 5926 SHEILA STREET | LOS ANGELES SANITATION DISTRICT | COMMERCE REFUSE TO ENERGY | TRUE
H0094 | ISABELLA HYDRO |  | HYDROELECTRIC | HYDRO | HYDRO | DAM-SITE HYDRO | 11.95 | 1 | NOT COGEN | 11.95 | 1990-12-08 | SCE | SP15 | KERN | HIGHWAY 155 | MAIN DAM CAMPGROUND | MAIN DAM CAMPGROUND | TRUE
W0173 | GREEN RODGE POWER LLC (10MW-C) | ALTAMONT INFRASTRUCTURE COMPANY - | WIND | WIND | WIND |  | 11.9 | 3 | NOT COGEN | 11.9 | 1990-01-02 | PG&E | NP15 | SAN JOAQUIN |  |  |  | TRUE
W0067 | CAMERON RIDGE (IV) | A.K.A. IRELL | WIND | WIND | WIND | WINDPARK | 11.9 | 3 | NOT COGEN | 12.76 | 1985-12-31 | SCE | SP15 | KERN | 16538 CAMERON RIDGE ROAD | FLOWING CORPORATION | FPL ENERGY, INC. | TRUE
E0097 | ULTRAPOWER (BLUE LAKE) | A.K.A. ULTRAPOWER 3, JOINT VENTURE | WTE | BIOMASS | WOODWASTE | GRATE BOILER | 11.4 | 4 | NOT COGEN | 12 | 1985-07-03 | PG&E | NP15 | HUMBOLDT | 200 TAYLOR WAY | ULTRA CONSTELLATION OPERATING SERVICES | ULTRAPOWER RINCON | TRUE
G0601 | TEXACO (NORTH MIDWAY) |  | OIL/GAS | OIL/GAS | NATURAL GAS |  | 10.97 | 4 | COGEN | 10.97 | 1987-10-01 | PG&E | NP15 | KERN | 2505 WEST RESERVE ROAD |  | Texaco | TRUE
G0600 | TEXACO (MCKITTRICK) |  | OIL/GAS | OIL/GAS | NATURAL GAS |  | 10.969 | 4 | COGEN | 10.97 | 1994-10-01 | PG&E | NP15 | KERN | WEST REWARD ROAD |  | Texaco | TRUE
G0599 | TEXACO (LOST HILLS) |  | OIL/GAS | OIL/GAS | NATURAL GAS |  | 10.969 | 4 | COGEN | 10.97 | 1985-10-08 | PG&E | NP15 | KERN | 13438 HOLLOWAY ROAD |  | Texaco | TRUE
H0080 | CAMANCHE DAM |  | HYDROELECTRIC | HYDRO | HYDRO | HYDRO, WATER | 10.8 | 1 | NOT COGEN | 10.687 | 1983-07-01 | PG&E | NP15 | SAN JOAQUIN |  | EBMUD | EBMUD | TRUE
G0283 | SAN JOAQUIN POWER COMPANY |  | OIL/GAS | OIL/GAS | NATURAL GAS |  | 10.75 | 4 | COGEN | 10.75 | 1991-04-19 | PG&E | NP15 | MERCED | 5129 NORTH ORCHARD PARKVIEW | JRW & ASSOCIATES |  | TRUE
W0221 | SEA WEST ENERGY (TAXVEST) |  | WIND | WIND | WIND |  | 10.68 | 3 | NOT COGEN |  | 1983-01-22 | PG&E | NP15 | SAN JOAQUIN |  |  |  | TRUE
E0056 | OGDEN POWER PACIFIC, INC. (MT. LASSEN) | MT. LASSEN POWER | WTE | BIOMASS | WOODWASTE |  | 10.5 | 4 | COGEN | 13.4 | 1984-10-11 | PG&E | NP15 | LASSEN | COUNTY ROAD A-21 | PACIFIC ENERGY, MT LASSEN POWER | PLES AND ULTRASYSTEMS | TRUE
W0147 | EDOM HILL WIND PARK, SO. CALIF. S | A.K.A. PALM SPRINGS WIND PARK | WIND | WIND | WIND | WINDPARK | 10.465 | 3 | NOT COGEN | 20 | 1985-03-15 | SCE | SP15 | RIVERSIDE | 79 VARNER/EDOM HILL, DESERT HOT SPRINGS CA 92240 | SO. CALIFORNIA SUNBELT DEV. | SO.CALIF.SUNBELT DEV | TRUE
W0169 | GREEN RODGE POWER LLC (10MW) | ALTAMONT INFRASTRUCTURE COMPANY - | WIND | WIND | WIND |  | 10 | 3 | NOT COGEN | 10 | 1990-01-01 | PG&E | NP15 | SOLANO |  |  |  | TRUE
T0076 | GEOTHERMAL ENERGY PARTNERS 2 |  | GEOTHERMAL | GEOTHERMAL | DRY STEAM |  | 10 | 2 | NOT COGEN | 10 | 1989-05-28 | PG&E | NP15 | SONOMA | 9500 GEYSERS ROAD | CALPINE | GEOTHERMAL ENERGY PARTNERS | TRUE
T0023 | GEOTHERMAL ENERGY PARTNERS 1 |  | GEOTHERMAL | GEOTHERMAL | DRY STEAM |  | 10 | 2 | NOT COGEN | 10 | 1989-06-16 | PG&E | NP15 | SONOMA | 9500 GEYSERS ROAD | CALPINE | GEOTHERMAL ENERGY PARTNERS | TRUE
G0107 | CHEVRON (TAFT/CADET) |  | OIL/GAS | OIL/GAS | NATURAL GAS |  | 10 | 4 | COGEN | 10 | 1982-07-26 | PG&E | NP15 | KERN |  |  | CHEVRON U.S.A. | TRUE
T0006 | CALPINE GEYSER CO. L.P. (KW#2) | BEAR CANYON KILOWATT #2/CALPINE G | GEOTHERMAL | GEOTHERMAL | DRY STEAM |  | 10 | 2 | NOT COGEN | 10 | 1988-09-02 | PG&E | NP15 | LAKE | 19759 HIGHWAY 175 | CALPINE | CALPINE | TRUE
T0005 | CALPINE GEYSER CO. L.P. (KW#1) | BEAR CANYON KILOWATT #1/CALPINE G | GEOTHERMAL | GEOTHERMAL | DRY STEAM |  | 10 | 2 | NOT COGEN | 10 | 1988-09-06 | PG&E | NP15 | LAKE | 19759 HIGHWAY 175 | CALPINE | CALPINE | TRUE
G0775 | OCCIDENTAL OF ELK HILLS, INC. | NAVY 35R | OIL/GAS | OIL/GAS | NATURAL GAS |  | 10 | 4 | COGEN |  | 1994-11-02 | PG&E | NP15 | KERN |  |  | CCIDENTAL OF ELK HILLS, INC. | TRUE
T0036 | MAMMOTH-PACIFIC II |  | GEOTHERMAL | GEOTHERMAL | HYDROTHERMAL | BINARY CYCLE | 10 | 2 | NOT COGEN | 12 | 1990-12-07 | SCE | SP15 | MONO | JUNCTION OLD HWY 395 & HWY 203 | MAMMOTH-PACIFIC, L.P. | OGDEN POWER CORPORATION | TRUE
T0047 | SALTON SEA #1 |  | GEOTHERMAL | GEOTHERMAL | HYDROTHERMAL | SINGLE-FLASH CYCLE | 10 | 2 | NOT COGEN | 10 | 1987-07-01 | SCE | SP15 | IMPERIAL | 6920 LACK ROAD | CALIFORNIA ENERGY COMPANY | CALENERGY | TRUE
T0038 | PLES - 1 |  | GEOTHERMAL | GEOTHERMAL | HYDROTHERMAL | BINARY CYCLE | 10 | 2 | NOT COGEN | 10 | 1990-12-22 | SCE | SP15 | MONO | JUNCTION OLD HWY 395 & HWY 203 | MAMMOTH-PACIFIC, L.P. | MAMMOTH-PACIFIC, L.P. | TRUE
T0037 | MAMMOTH PACIFIC #3 |  | GEOTHERMAL | GEOTHERMAL | HYDROTHERMAL | BINARY CYCLE | 10 | 2 | NOT COGEN | 10 | 1990-12-01 | SCE | SP15 | MONO | JUNCTION OLD HWY 395 & HWY 203 | MAMMOTH-PACIFIC, L.P. | OGDEN POWER CORPORATION | TRUE
E0084 | SIERRA PACIFIC INDUSTRIES (LOYALTON) |  | WTE | BIOMASS | WOODWASTE | FIXED GRATE | 10 | 4 | COGEN | 20 | 1989-10-17 | SPPC | SPPC | SIERRA | END OF RAILROAD AVENUE | SIERRA PACIFIC INDUSTRIES | SIERRA PACIFIC INDUSTRIES | TRUE
W0199 | WINDUSTRIES | F.K.A. WINDINDUSTRIES | WIND | WIND | WIND | WINDPARK | 9.8 | 3 | NOT COGEN | 10 | 1985-11-24 | SCE | SP15 | RIVERSIDE | 62925 GARNET | WINDUSTRIES, INC. | WINDUSTRIES INC. | TRUE
E0006 | OGDEN POWER PACIFIC, INC. (BURNEY) | BURNEY MOUNTAIN POWER | WTE | BIOMASS | WOODWASTE |  | 9.75 | 4 | COGEN | 13.4 | 1984-08-15 | PG&E | NP15 | SHASTA | HWY 299 EAST AND ENERGY DRIVE | PACIFIC ENERGY | OGDEN ENERGY GROUP, INC. | TRUE
G0568 | SOLAR TURBINES, INC. |  | OIL/GAS | OIL/GAS | NATURAL GAS | GAS TURBINE | 9.5 | 4 | NOT COGEN | 9.5 | 1995-03-15 | SDG&E | SP15 | SAN DIEGO | 2200 PACIFIC HWY |  |  | TRUE
W0154 | THE BANK OF NEW YORK TRUST 2 |  | WIND | WIND | WIND | WINDPARK | 9.35 | 3 | NOT COGEN | 10 | 1990-03-02 | SCE | SP15 | RIVERSIDE |  | WIND POWER PARTNERS 1991, L.P. | WIND POWER PARTNERS 1991, L.P. | TRUE
G0505 | CHULA VISTA COGENERATION | A.K.A. UNIVERSITY COGENERATION | OIL/GAS | OIL/GAS | NATURAL GAS | COMBINED CYCLE | 9 | 16000 | COGEN | 9 | 1993-01-01 | SDG&E | SP15 | SAN DIEGO | 678 3RD AVENUE (FOOT OF H STREET) | ROHR INCORPORATED | ROHR INCORPORATED | TRUE
E0066 | PRIMA DESHECHA LANDFILL |  | WTE | LANDFILL GAS | LANDFILL GAS | RECIPROCATING ENGINE | 9 | 4 | NOT COGEN | 6 | 1999-03-15 | SDG&E | SP15 | ORANGE | 32250 LA PATA AVENUE | ORANGE COUNTY I.W.M. | ORANGE COUNTY I.W.M. | TRUE
W0025 | CALWIND RESOURCES, INC. WIND RESO |  | WIND | WIND | WIND | WINDPARK | 8.71 | 3 | NOT COGEN | 9 | 1984-12-30 | SCE | SP15 | KERN | TEHACHAPI-WILLOW SPRINGS RD. AND CAMERON CANYON RD | CALWIND RESOURCES | CALWIND RESOURCES INC. | TRUE
H0227 | HAYPRESS HYDROELECTRIC (MIDDLE) | HAYPRESS CREEK(MIDDLE) | HYDROELECTRIC | HYDRO | HYDRO |  | 8.7 | 1 | NOT COGEN | 8.7 | 1989-04-15 | PG&E | NP15 | SIERRA |  | NORTHWEST POWER COMPANY | HAYPRESS HYDROELECTRIC INC | TRUE
G0023 | AMERICAN MCGAW |  | OIL/GAS | OIL/GAS | NATURAL GAS | STEAM TURBINE & GAS TURBINE | 8.6 | 4 | COGEN |  | 1981-10-01 | SCE | SP15 | ORANGE | 2525 MCGAW AVENUE (INTERSECTS: JAMBOREE RD) | AMERICAN MC GAW | AMERICAN MC GAW | TRUE
G0424 | OROVILLE COGENERATION |  | OIL/GAS | OIL/GAS | NATURAL GAS | INTERNAL COMBUSTION ENGINE | 8.5 | 4 | COGEN | 8.5 | 1989-12-18 | PG&E | NP15 | BUTTE | 695 CAL OAK DRIVE | LOUISIANA PACIFIC CORPORATION | LOUISIANA PACIFIC CORPORATION | TRUE
G0557 | AL RESOURCES (COALINGA) | AERA (COALINGA) | OIL/GAS | OIL/GAS | NATURAL GAS | GAS TURBINE/HEAT RECOVERY STEAM GENERATR | 8.5 | 4 | COGEN | 8.5 | 1988-06-03 | PG&E | NP15 | FRESNO | 34395 OIL CITY ROAD | AERA | AERA | TRUE
W0064 | FLOWIND PARTNERS 1 |  | WIND | WIND | WIND |  | 8.48 | 3 | NOT COGEN |  | 1984-01-01 | PG&E | NP15 | ALAMEDA | 9989 ALTAMONT PASS ROAD | FLOWIND | FPL ENERGY, INC. | TRUE
G0056 | SANTA MARIA COGEN |  | OIL/GAS | OIL/GAS | NATURAL GAS |  | 8.044 | 4 | COGEN | 8.044 | 1989-06-21 | PG&E | NP15 | SANTA BARBARA | 732 SOUTH HANSON WAY | BONNEVILLE PACIFIC | Do Not Mail--Santa Maria Cogen | TRUE
E0129 | SPADRA LANDFILL |  | WTE | LANDFILL GAS | LANDFILL GAS | STEAM TURBINE | 8 | 4 | NOT COGEN | 8 | 1990-02-21 | SCE | SP15 | LOS ANGELES | 4125 W. VALLEY BLVD | L.A. COUNTY SANITATION DISTRICT | CA POLYTECHNIC POMONA | TRUE
W0074 | GAEL ENERGY L.P. | GAEL ENERGY L.P. | WIND | WIND | WIND | WINDPARK | 8 | 3 | NOT COGEN | 8 | 1990-04-13 | SCE | SP15 | RIVERSIDE |  | WINDSONG ENERGY | GREAT AMERICAN INDUSTRIES, INC | TRUE
G0034 | ARCO PETROLEUM PRODUCTS COMPANY |  | OIL/GAS | OIL/GAS | NATURAL GAS | CATALYTIC CRACKER BOTTOMING CYCLE | 8 | 4 | COGEN | 8 | 1985-05-01 | SCE | SP15 | LOS ANGELES | 1801 EAST SUPULVEDA BLVD | ARCO PETROLEUM PRODUCTS | ACRO PETROLEUM PRODUCTS | TRUE
W0040 | DIFWIND FARMS LTD V |  | WIND | WIND | WIND | WINDPARK | 7.884 | 3 | NOT COGEN | 7.9 | 1986-10-15 | SCE | SP15 | RIVERSIDE | 63-665 19TH AVENUE | FORAS SERVICE CORP | DIFWIND PARTNERS | TRUE
W0020 | WINDLAND, INC. |  | WIND | WIND | WIND | WINDPARK | 7.735 | 3 | NOT COGEN | 8 | 1985-12-27 | SCE | SP15 | KERN | HWY 58 AND SAND CANYON ROAD | WINDLAND, INCORPORATED | WINDLAND INC. | TRUE
E0004 | SIERRA PACIFIC IND. (LINCOLN) | LINCOLN COGENERATION | WTE | BIOMASS | WOODWASTE | FUEL CELL | 7.5 | 4 | COGEN | 11.5 | 1986-06-03 | PG&E | NP15 | PLACER | 1445 NORTH HIGHWAY 65 | SIERRA PACIFIC INDUSTRIES | SIERRA PACIFIC INDUSTRIES | TRUE
E0002 | AUBERRY ENERGY | A.K.A. AUBERRY ENERGY, INC. | WTE | BIOMASS | AG. & WOODWASTE |  | 7.5 | 4 | COGEN | 9 | 1985-01-01 | PG&E | NP15 | FRESNO | 32180 AUBERRY ROAD | AUBERRY ENERGY INC | AUBERRY ENERGY INC. | TRUE
G0597 | ARCO OIL & GAS (FEE "C") | ARCO FEE C | OIL/GAS | OIL/GAS | NATURAL GAS | GAS TURBINE | 7.45 | 4 | COGEN | 7.45 | 1987-02-26 | PG&E | NP15 | KERN | 2 MILES EAST OF BAKERSFIELD-GLENVILLE RD, 2 MILES NORTH JAMES ROAD | ARCO | ARCO | TRUE
G0595 | ARCO OIL & GAS (FEE "A") | ARCO FEE A | OIL/GAS | OIL/GAS | NATURAL GAS | GAS TURBINE | 7.45 | 4 | COGEN | 7.45 | 1986-06-25 | PG&E | NP15 | KERN | 1/2 MILE EAST OF BAKERSFIELD-GLENVILLE RD, 1 MILE NORTH JAMES ROAD | ARCO | ARCO | TRUE
H0321 | MEGA RENEWABLES (HATCHET CREEK) |  | HYDROELECTRIC | HYDRO | HYDRO |  | 7 | 1 | NOT COGEN | 7.7 | 1987-01-05 | PG&E | NP15 | SHASTA | COVE ROAD |  | MEGA RENEWABLES | TRUE
T0035 | MAMMOTH-PACIFIC I |  | GEOTHERMAL | GEOTHERMAL | HYDROTHERMAL | BINARY CYCLE | 7 | 2 | NOT COGEN | 10 | 1984-11-26 | SCE | SP15 | MONO | JUNCTION OLD HWY 395 & HWY 203 | MAMMOTH-PACIFIC, L.P. | OGDEN POWER CORPORATION | TRUE
W0181 | VICTORY GARDEN PHASE IV PARTNERSHIP B |  | WIND | WIND | WIND | WINDPARK | 6.975 | 3 | NOT COGEN | 6.975 | 1990-01-02 | SCE | SP15 | KERN | 13000 JAMESON RD/ZEEWIND SUB | VICTORY GARDEN PH IV PTNRSHIP | ENRON WIND CORP. | TRUE
W0180 | VICTORY GARDEN PHASE IV PARTNERSHIP A |  | WIND | WIND | WIND | WINDPARK | 6.975 | 3 | NOT COGEN | 6.975 | 1990-03-17 | SCE | SP15 | KERN | 13000 JAMESON RD/ZEEWIND SUB | VICTORY GARDEN PH IV PTNRSHIP | ENRON WIND CORP. | TRUE
W0210 | ZOND SYSTEMS, INC. - VICTORY GARD |  | WIND | WIND | WIND | WINDPARK | 6.925 | 3 | NOT COGEN | 6.925 | 1984-09-01 | SCE | SP15 | KERN | 13000 JAMESON STREET | ZOND SYSTEMS, INC. | ENRON WIND CORP. | TRUE
W0182 | VICTORY GARDEN PHASE IV PARTNERSHIP C |  | WIND | WIND | WIND | WINDPARK | 6.9 | 3 | NOT COGEN | 6.9 | 1990-04-11 | SCE | SP15 | KERN | 13000 JAMESON RD/ZEEWIND SUB | VICTORY GARDEN PH IV PTNRSHIP | ENRON WIND CORP. | TRUE
E0165 | WHEELABRATOR HUDSON ENERGY COMPANY | A.K.A. WHEELABRATOR HUDSON ENERGY COMPANY | WTE | BIOMASS | WOODWASTE |  | 6.875 | 4 | COGEN | 7.5 | 1993-07-12 | PG&E | NP15 | SHASTA | 6309 HIGHWAY 273 |  | WHEELABRATOR | TRUE
W0149 | SOLANO WIND FARM |  | WIND | WIND | WIND | WIND TURBINE | 6.8 | 3 | NOT COGEN | 6.8 | 1994-01-01 | SMUD | SMUD | SOLANO |  | SMUD | SMUD | TRUE
W0212 | ZOND SYSTEMS, INC. - VICTORY GARD |  | WIND | WIND | WIND | WINDPARK | 6.77 | 3 | NOT COGEN | 6.77 | 1985-10-17 | SCE | SP15 | KERN | 13000 JAMESON STREET | ZOND SYSTEMS, INC. | ENRON WIND CORP. | TRUE
W0205 | ZOND SYSTEMS, INC. - MONOLITH XII |  | WIND | WIND | WIND | WINDPARK | 6.72 | 3 | NOT COGEN | 6.72 | 1987-07-09 | SCE | SP15 | KERN | 13000 JAMESON RD | ZOND SYSTEMS, INC. | ENRON WIND CORP. | TRUE
E0106 | BIO-ENERGY PART. | ALTAMONT LANDFILL | WTE | MSW | MSW | LANDFILL GAS, GAS TURBINES | 6.6 | 4 | NOT COGEN |  | 1989-05-04 | PG&E | NP15 | ALAMEDA | 10840 ALTAMONT PASS ROAD | WASTE MANAGE INC. | WASTE MANAGE INC. | TRUE
W0019 | WINDLAND, INC. |  | WIND | WIND | WIND | WINDPARK | 6.547 | 3 | NOT COGEN | 8 | 1982-12-29 | SCE | SP15 | KERN | HWY 58 AND SAND CANYON ROAD | WINDLAND, INCORPORATED | WINDLAND INC. | TRUE
G0017 | BYRON POWER COMPANY |  | OIL/GAS | OIL/GAS | NATURAL GAS |  | 6.5 | 4 | COGEN | 6.5 | 1990-04-13 | PG&E | NP15 | SAN JOAQUIN | 4901 BRUNS ROAD |  | FAYETTE KALINA | TRUE
T0066 | ORMESA IH |  | GEOTHERMAL | GEOTHERMAL | HYDROTHERMAL | BINARY CYCLE | 6.5 | 2 | NOT COGEN | 13.2 | 1989-12-01 | SCE | SP15 | IMPERIAL | 3300 E. EVAN HEWES HIGHWAY | PSC GEOTHERMAL SERVICES COMPANY | OESI POWER CORPORATION | TRUE
G0695 | PACIFIC BELL |  | OIL/GAS | OIL/GAS | NATURAL GAS | 3 2135 KW TURBINES | 6.42 | 4 | NOT COGEN | 6.42 |  | SDG&E | SP15 | SAN DIEGO | 2228 SAIPAN DRIVE | PACIFIC BELL |  | TRUE
E0149 | COUNTY OF SONOMA | MICHIGAN COGEN or SONOMA COUNTY CENTRAL DISPOSAL SI or CENTRAL LF | WTE | LANDFILL GAS | LANDFILL GAS | RECIPROCATING ENGINE | 6.4 | 4 | NOT COGEN | 6 | 1993-04-30 | PG&E | NP15 | SONOMA | 500 MECHAM RD | SONOMA COUNTY LANDFILL | SONOMA COUNTY | TRUE
W0207 | ZOND SYSTEMS, INC. - NORTHWIND |  | WIND | WIND | WIND | WINDPARK | 6.315 | 3 | NOT COGEN | 6.445 | 1986-10-24 | SCE | SP15 | KERN | 1304 JAMESON RD | ZOND SYSTEMS, INC. | ENRON WIND CORP. | TRUE
W0209 | ZOND SYSTEMS, INC. - VICTORY GARDEN I |  | WIND | WIND | WIND | WINDPARK | 6.24 | 3 | NOT COGEN | 6.24 | 1984-02-01 | SCE | SP15 | KERN | 13000 JAMESON STREET | ZOND SYSTEMS, INC. | ENRON WIND CORP. | TRUE
W0196 | WINDPOWER PARTNERS 1993, L.P (RIV |  | WIND | WIND | WIND | WINDPARK | 6.2 | 3 | NOT COGEN | 6.2 | 1987-03-12 | SCE | SP15 | RIVERSIDE |  | S & L RANCH | SIGMUND J. LICHTER | TRUE
W0208 | ENRON WIND CORP.(PHASE II) |  | WIND | WIND | WIND | WINDPAR | 6.125 | 3 | NOT COGEN |  | 1983-02-10 | SCE | SP15 | KERN | HWY 58 AND SAND CANYON ROAD | ZOND SYSTEMS, INC. | ENRON WIND CORP. | TRUE
H0226 | HAYPRESS HYDROELECTRIC (LOWER) | HAYPRESS CREEK LOWER | HYDROELECTRIC | HYDRO | HYDRO |  | 6.1 | 1 | NOT COGEN | 6.1 | 1989-04-11 | PG&E | NP15 | SIERRA |  | NORTHWEST POWER COMPANY | HAYPRESS HYDROELECTRIC INC | TRUE
G0024 | AMERICAN MCGAW #2 |  | OIL/GAS | OIL/GAS | NATURAL GAS | GAS-TURBINE | 6.1 | 4 | COGEN | 6.1 | 1995-02-21 | SCE | SP15 | ORANGE | 2525 MCGAW AVENUE (INTERSECTS: JAMBOREE RD) | AMERICAN MC GAW | AMERICAN MC GAW | TRUE
G0627 | NUEVO ENERGY COMPANY (DOME) |  | OIL/GAS | OIL/GAS | NATURAL GAS |  | 6.064 | 4 | COGEN | 6.064 | 1988-09-02 | PG&E | NP15 | KERN | HIGHWAY 33 & SHALE ROAD |  | UNOCAL | TRUE
W0211 | ZOND SYSTEMS, INC. - VICTORY GARD |  | WIND | WIND | WIND | WINDPARK | 6.015 | 3 | NOT COGEN | 6.015 | 1984-12-01 | SCE | SP15 | KERN | 13000 JAMESON STREET | ZOND SYSTEMS, INC. | ENRON WIND CORP. | TRUE
G0515 | SRI INTERNATIONAL |  | OIL/GAS | OIL/GAS | NATURAL GAS |  | 6 | 4 | COGEN | 6 | 1987-03-10 | PG&E | NP15 | SAN MATEO | 333 RAVENSWOOD AVENUE | INTERNATIONAL POWER TECHNOLOGY |  | TRUE
G0087 | SAN JOSE COGEN |  | OIL/GAS | OIL/GAS | NATURAL GAS |  | 6 | 4 | COGEN | 6 | 1984-12-18 | PG&E | NP15 | SANTA CLARA | 129 SOUTH 10TH STREET | INTERNATIONAL POWER TECHNOLOGY |  | TRUE
G0589 | MONTEREY POWER COMPANY | F.K.A. SUNNYSIDE COGEN | OIL/GAS | OIL/GAS | NATURAL GAS |  | 6 | 4 | COGEN | 6 | 1990-12-29 | PG&E | NP15 | MONTEREY | 430 ESPINOSA ROAD | SUNNYSIDE COGENERATION INC. |  | TRUE
G0254 | HERSHEY CHOCOLATE U.S.A. |  | OIL/GAS | OIL/GAS | NATURAL GAS |  | 6 | 4 | COGEN | 6 | 1989-02-05 | PG&E | NP15 | STANISLAUS | 1400 SOUTH YOSEMITE AVENUE | HERSHEY CHOCOLATE CO. |  | TRUE
G0216 | FRITO-LAY |  | OIL/GAS | OIL/GAS | NATURAL GAS | GAS TURBINE | 6 | 4 | COGEN | 6 | 1986-04-02 | PG&E | NP15 | KERN | 22801 HIGHWAY 58 | FRITO-LAY INC | FRITO-LAY INC | TRUE
E0153 | MINNESOTA METHANE (BKKII) | BKK LANDFILL II or MM WEST COVINA LLC II | WTE | MSW | MSW | LANDFILL GAS RECOVERY, STEAM TURBINE | 6 | 4 | NOT COGEN | 6.5 | 1998-10-05 | SCE | SP15 | LOS ANGELES | 2210 SOUTH AZUSA AVENUE | BKK CORPORATION | BKK CORPORATION | TRUE
E0168 | MINNESOTA METHANE (LOPEZ) | CITY OF L.A. LOPEX CANYOU LANDFILL | WTE | MSW | MSW | RECIPROCATING ENGINE | 6 | 4 | NOT COGEN | 6 | 1999-01-05 | SCE | SP15 | LOS ANGELES | 11950 LOPEZ CANYON ROAD |  | MINNESOTA METHANE | TRUE
W0158 | GREEN RODGE POWER LLC (5.9 MW) | ALTAMONT INFRASTRUCTURE COMPANY - | WIND | WIND | WIND |  | 5.9 | 3 | NOT COGEN | 5.9 | 1988-03-02 | PG&E | NP15 | SAN JOAQUIN |  |  |  | TRUE
W0008 | SEA WEST ENERGY (ALTECH) |  | WIND | WIND | WIND |  | 5.76 | 3 | NOT COGEN |  |  | PG&E | NP15 | SAN JOAQUIN | 14740 ALTAMONT PASS ROAD | SEAWEST ENERGY GROUP | FPL ENERGY, INC | TRUE
W0206 | ZOND SYSTEMS, INC. - MONOLITH XIII |  | WIND | WIND | WIND | WINDPARK | 5.67 | 3 | NOT COGEN | 5.67 | 1987-06-30 | SCE | SP15 | KERN | 1303 JAMESON RD | ZOND SYSTEMS, INC. | ENRON WIND CORP. | TRUE
E0125 | OXNARD LANDFILL | BAILARD LF | WTE | LANDFILL GAS | LANDFILL GAS | RECIPROCATING ENGINE | 5.625 | 4 | NOT COGEN | 5.625 | 1985-12-15 | SCE | SP15 | VENTURA | 2501 NORTH VENTURA ROAD | J & C PROPERTIEAL | J & C PROPERTIES, ET AL. | TRUE
E0109 | OLINDA POWER | OLINDA ALPHA SLF | WTE | MSW | MSW | RECIPROCATING ENGINE | 5.625 | 4 | NOT COGEN | 5.625 | 1984-10-25 | SCE | SP15 | ORANGE | 1942 VALENCIA BLVD | ORANGE COUNTY IWMD | ORANGE COUNTY IWMD | TRUE
E0135 | MONTEREY REGIONAL WASTE MANAGEMEN DIST | MONTEREY PENINSULA SLF | WTE | MSW | MSW | LANDFILL GAS | 5.4 | 4 | NOT COGEN | 2.35 | 1983-12-30 | PG&E | NP15 | MONTEREY | 14201 DEL MONTE BLVD | COUNTY OF MONTEREY REGIONAL WASTE | MONTEREY REGIONAL WAST MGMT DIST. | TRUE
G0295 | KINGS COUNTY STATE PRISON |  | OIL/GAS | OIL/GAS | NATURAL GAS |  | 5.2 | 4 | COGEN | 5.2 | 1992-11-26 | PG&E | NP15 | KINGS | 4001 KING AVENUE | KINGS COUNTY PRISON |  | TRUE
G0031 | ARCO OIL & GAS (OXFORD) | ARCO OXFORD COGEN | OIL/GAS | OIL/GAS | NATURAL GAS |  | 5.2 | 4 | COGEN | 5.2 | 1984-09-19 | PG&E | NP15 | KERN | MOCAL ROAD AND CROCKER SPRING ROAD | ARCO | ARCO | TRUE
E0139 | O'BRIEN ENERGY SYSTEMS, INC. (COR |  | WTE | MSW | MSW | LANDFILL GAS RECOVERY | 5.2 | 4 | NOT COGEN | 5.2 | 1986-03-04 | SCE | SP15 | RIVERSIDE | 1300 MAGNOLIA AVENUE | OBRIEN ENERGY SYSTEMS INC | O'BRIEN ENERGY SYSTEM | TRUE
W0203 | ZOND SYSTEMS, INC. - MONOLITH X |  | WIND | WIND | WIND | WINDPARK | 5.04 | 3 | NOT COGEN | 5.31 | 1987-06-10 | SCE | SP15 | KERN | 13000 JAMESON RD | ZOND SYSTEMS, INC. | ENRON WIND CORP. | TRUE
H0488 | SOUTH SAN JOAQUIN I.D | FRANKENHEIMER | HYDROELECTRIC | HYDRO | HYDRO |  | 5.035 | 1 | NOT COGEN | 5.035 | 1983-02-12 | PG&E | NP15 | STANISLAUS |  | TID | SSJID | TRUE
W0197 | WINDPOWER PARTNERS 1993, L.P. (WH |  | WIND | WIND | WIND | WINDPARK | 5.007 | 3 | NOT COGEN | 6.3 | 1985-12-27 | SCE | SP15 | RIVERSIDE |  | SAN GORGONIO FARM IN | SAN GORGONIO FARM IN | TRUE
E0003 | BIG VALLEY LUMBER COMPANY |  | WTE | BIOMASS | WOODWASTE | COGENERATION | 5 | 4 | COGEN | 7.5 | 1983-08-18 | PG&E | NP15 | LASSEN | HWY 299 EAST | BIG VALLEY LUMBER | BIG VALLEY LUMBER | TRUE
H0236 | SNOW MOUNTAIN HYDRO (COVE) | F.K.A. COLDWATER | HYDROELECTRIC | HYDRO | HYDRO |  | 5 | 1 | NOT COGEN | 5 | 1990-02-20 | PG&E | NP15 | SHASTA | COVE ROAD | HIGHLAND HYDRO CONSTRUCTION | HIGHLAND HYDRO CONSTRUCTION | TRUE
H0371 | OLSEN POWER PARTNERS |  | HYDROELECTRIC | HYDRO | HYDRO |  | 5 | 1 | NOT COGEN | 5 | 1990-01-03 | PG&E | NP15 | SHASTA |  |  | OLSEN POWER PTNS | TRUE
W0191 | WIND FARM MANAGEMENT INC. |  | WIND | WIND | WIND | WINDPARK | 5 | 3 | NOT COGEN | 5 | 1985-01-25 | SCE | SP15 | KERN | HIGHWAY 58/RANDSBURG, MOJAVE CA 93501 | WIND SOURCE INC | WIND SOURCE INC | TRUE
G0028 | ANDERSON LITOGRAPH COMPANY |  | OIL/GAS | OIL/GAS | NATURAL GAS | GAS TURBINE COMBINED CYCLE | 5 | 4 | COGEN | 5 | 1995-07-19 | SCE | SP15 | LOS ANGELES | 6802 ACCO STREET |  |  | TRUE
W0204 | ZOND SYSTEMS, INC. - MONOLITH XI |  | WIND | WIND | WIND | WINDPARK | 4.99 | 3 | NOT COGEN | 4.99 | 1987-06-30 | SCE | SP15 | KERN | 13000 JAMESON RD | ZOND SYSTEMS, INC. | ENRON WIND CORP. | TRUE
H0442 | SAN GABRIEL HYDROELECTRIC PROJECT |  | HYDROELECTRIC | HYDRO | HYDRO | SMALL HYDRO IMPROVEMENT PROJECT | 4.975 | 1 | NOT COGEN | 4.975 | 1987-10-17 | SCE | SP15 | LOS ANGELES | 9700 NORTH HIGHWAY 39 | HYDRO WEST | SAN GABRIEL HYDROELE | TRUE
H0428 | STS HYDROPOWER LTD (KEKAWAKA) | A.K.A. KEKAWAKA HYDRO PROJECT | HYDROELECTRIC | HYDRO | HYDRO |  | 4.95 | 1 | NOT COGEN | 4.95 | 1989-12-27 | PG&E | NP15 | TRINITY | CALVIN STEWART RANCH | STS HYDROPOWER LTD | STS HYDROPOWER LTD | TRUE
G0495 | RHONE-POULENC (DOMINGUEZ PLANT) | RHONE-POULENC BASIC CHEMICALS CO. | OIL/GAS | OIL/GAS | NATURAL GAS | PROCESS STEAM PLANT/BOTTOMING CYCLE | 4.9 | 4 | COGEN | 5 | 1976-08-06 | SCE | SP15 | LOS ANGELES | 20720 SOUTH WILMINGTON AVE | RHONE-POULENC BASIC CHEMICALS | RHONE-POULENC BASIC CHEMICALS | TRUE
H0037 | BIG CREEK WATER WORKS, LTD |  | HYDROELECTRIC | HYDRO | HYDRO |  | 4.8 | 1 | NOT COGEN | 5 | 1987-01-07 | PG&E | NP15 | TRINITY |  |  | BIG CREEK WATER WORKS LTD | TRUE
E0032 | DIAMOND WALNUT GROWERS INC. |  | WTE | BIOMASS | AG. WASTE -WALNUT SH | COGENERATION | 4.5 | 4 | COGEN | 4.15 | 1980-11-25 | PG&E | NP15 | SAN JOAQUIN | 1050 SOUTH DIAMOND STREET | DIAMOND WALNUT GROWERS INC. | DIAMOND WALNUT GROWERS | TRUE
G0483 | ORANGE COUNTY SANITATION DISTRICT PLANT 1 | RECLAMATION PLANT #1-FOUNTAIN VALLEY | OIL/GAS | DIGESTER GAS | DIGESTER GAS | GAS-FUELEDRECIPROCATING ENGINE | 4.5 | 4 | COGEN | 4.5 | 1993-06-16 | SCE | SP15 | ORANGE | 10844 ELLIS AVENUE | O'BRIEN ENERGY SYSTEM INC | ORANGE COUNTY SANITATION DISTRICT | TRUE
W0138 | SAN JACINTO POWER COMPANY |  | WIND | WIND | WIND | WINDPARK | 4.435 | 3 | NOT COGEN | 18.95 | 1985-12-01 | SCE | SP15 | RIVERSIDE | 79 WEST INDIAN | DON DOUTHWRIGHT | ROBERT SMITH | TRUE
W0051 | ENERGY CONVERSION TECHNOLOGY, INC |  | WIND | WIND | WIND | WINDPARK | 4.4 | 3 | NOT COGEN | 7 | 1983-12-01 | SCE | SP15 | KERN | CAMERON CYN TEH. WILLOW SPRINGS | CREATIVE POWER MANAGEMENT | ENERGY DEVELOPMENT C | TRUE
G0556 | CAL RESOURCES (N. MIDWAY SUNSET) | AERA (N. MIDWAY SUNSET) | OIL/GAS | OIL/GAS | NATURAL GAS |  | 4.25 | 4 | COGEN | 3.5 | 1988-06-19 | PG&E | NP15 | KERN | MOCAL ROAD AND MID OIL ROAD | AERA | AERA | TRUE
E0122 | GAS RECOVERY SYSTEMS, (NEWBY ISLAND 2) |  | WTE | LANDFILL GAS | LANDFILL GAS | RECIPOCATING ENGINE | 4.2 | 4 | NOT COGEN | 5 | 1984-08-03 | PG&E | NP15 | SANTA CLARA | 1804 DIXON LANDING ROAD | LAIDLAW GAS RECOVERY SYSTEMS | BFI | TRUE
W0201 | ZEPHYR PARK I |  | WIND | WIND | WIND | WINDPARK | 4.2 | 3 | NOT COGEN | 4.2 | 1983-12-01 | SCE | SP15 | KERN |  | ZEPHYR PARK | ZEPHYR PARK | TRUE
W0136 | EAST WINDS |  | WIND | WIND | WIND | WINDPARK | 4.165 | 3 | NOT COGEN | 4.165 | 1985-01-07 | SCE | SP15 | RIVERSIDE | 79 W INDIAN SEC 22 | SEAWEST ENERGY GROUP INC. | SEAWEST ENERGY GROUP | TRUE
H0608 | NORTH ISLAND STEAM TURBINE | NORTH ISLAND | OIL/GAS | OIL/GAS | STEAM & NATURAL GAS | STEAM TURBINE | 4.054 | 4 | COGEN | 4.05 | 1984-07-01 | SDG&E | SP15 | SAN DIEGO | END OF HWY 282, WEST OF ORANGE AVE, ROGERS ROAD AT QUAY STREET | SITHE/ENERGIES GROUP | SITHE/ENERGIES GROUP | TRUE
E0036 | EBMUD (OAKLAND) |  | WTE | MSW | MSW | DIGESTER GAS | 4 | 4 | COGEN | 6 | 1991-12-21 | PG&E | NP15 | ALAMEDA | 2020 WAKE AVE |  |  | TRUE
G0494 | RHONE-POULENC (STAUFFER CHEMICAL) | A.K.A. MARTINEZ REGEN SULFURIC ACID PLANT | OIL/GAS | OIL/GAS | NATURAL GAS | GAS TURBINE/HEAT RECOVERY STEAM GENERATR | 4 | 4 | COGEN | 4 | 1977-06-01 | PG&E | NP15 | CONTRA COSTA | 100 MOCOCO ROAD | STAUFFER CHEMICAL |  | TRUE
G0644 | NUEVO ENERGY COMPANY (WELPORT) |  | OIL/GAS | OIL/GAS | NATURAL GAS |  | 4 | 4 | COGEN | 3.75 | 1990-01-27 | PG&E | NP15 | KERN | 1 MILE SOUTH OF CYMRIC RD, OFF FRANCO WESTERN RD |  |  | TRUE
W0119 | MOGUL WIND | A.K.A. LIBERTY WIND PARK | WIND | WIND | WIND | WINDPARK | 4 | 3 | NOT COGEN | 4 | 1982-06-24 | SCE | SP15 | KERN |  | OAK CREEK ENERGY SYS | OAK CREEK ENERGY SYS | TRUE
E0127 | PUENTE HILLS ENERGY RECOVERY A | PUENTE HILLS (GAS TURBINES) | WTE | LANDFILL GAS | LANDFILL GAS | GAS TURBINE | 4 | 4 | NOT COGEN | 3.9 | 1983-11-22 | SCE | SP15 | LOS ANGELES | 2800 WORKMAN MILL ROAD | L.A. COUNTY SANITATION DISTRICT | L.A. COUNTY SANITATION DISTRICT | TRUE
E0170 | MINNESOTA METHANE (WOODVILLE LANDFILL) | MINNESOTA METHANE (WOODVILLELADFILL) | WTE | MSW | MSW | RECIPROCATING ENGINE | 4 | 4 | NOT COGEN | 1.9 |  | SCE | SP15 | TULARE | ROAD 152 AT AVE 198 | TULARE COUNTY, SOLID WASTE DIV. | TULARE COUNTY, SOLID WASTE DIV. | TRUE
H0341 | MONTEREY COUNTY RES AGENCY | NACIMIENTO HYDROELECTRIC PROJECT | HYDROELECTRIC | HYDRO | HYDRO |  | 3.75 | 1 | NOT COGEN | 4.351 | 1987-07-13 | PG&E | NP15 | SAN LUIS OBISPO |  |  | MONTEREY CO FC & WCD | TRUE
E0119 | GAS RECOVERY SYSTEMS (FREMONT) |  | WTE | MSW | MSW | LANDFILL GAS | 3.75 | 4 | NOT COGEN |  | 1990-04-19 | PG&E | NP15 | ALAMEDA | 48989 MILMONT DRIVE | LAIDLAW GAS RECOVERY SYSTEMS | GAS RECOVERY SYSTEMS, INC. | TRUE
G0596 | ARCO OIL & GAS (FEE "B") | ARCO FEE B | OIL/GAS | OIL/GAS | NATURAL GAS | GAS TURBINE | 3.725 | 4 | COGEN | 3.725 | 1987-04-28 | PG&E | NP15 | KERN | 1/2 MILE EAST OF BAKERSFIELD-GLENVILLE RD, 1 MILE NORTH JAMES ROAD | ARCO | ARCO | TRUE
E0062 | OTAY LANDFILL 2 |  | WTE | LANDFILL GAS | LANDFILL GAS | RECIPROCATING ENGINE | 3.7 | 4 | NOT COGEN | 1.875 | 1991-07-12 | SDG&E | SP15 | SAN DIEGO | 1600 MAXWELL ROAD | ALLIED WASTE | ALLIED WASTE | TRUE
G0642 | UNOCAL RESEARCH | A.K.A. UNOCAL RESEARCH | OIL/GAS | OIL/GAS | NATURAL GAS | COMBUSTION TURBINE/TOPPING CYCLE | 3.623 | 4 | COGEN | 3.623 | 1990-12-27 | SCE | SP15 | ORANGE | 376 S. VALENCIA AVENUE | UNOCAL | UNOCAL | TRUE
H0351 | NEVADA POWER AUTHORITY/BOWMAN POW |  | HYDROELECTRIC | HYDRO | HYDRO | HYDRO | 3.6 | 1 | NOT COGEN | 3.6 | 1986-08-18 | PG&E | NP15 | NEVADA |  |  | NID | TRUE
G0639 | UC DAVIS - PLANT SERVICES |  | OIL/GAS | OIL/GAS | NATURAL GAS |  | 3.5 | 4 | COGEN | 3.5 | 1982-03-26 | PG&E | NP15 | YOLO | UC DAVIS, PHYSICAL PLANT DEPARTMENT | UNIVERSITY OF CALIFORNIA DAVIS |  | TRUE
G0643 | UNOCAL RINCON COGENERATION PROJECT |  | OIL/GAS | OIL/GAS | NATURAL GAS | STEAM TURBINE/ENHANCED OIL RECOVERY | 3.5 | 4 | COGEN | 3.5 | 1992-02-20 | SCE | SP15 | VENTURA | 5777 W. PACIFIC COAST HWY |  | UNOCAL | TRUE
G0141 | CSC WESTERN CENTER COGENERATION |  | OIL/GAS | OIL/GAS | NATURAL GAS | TURBINE | 3.5 | 4 | COGEN | 3.5 | 1988-01-14 | SDG&E | SP15 | SAN DIEGO | 5021 KEARNY VILLA RD, BUILDING 80 | COMPUTER SCIENCE CORPORATION | COMPUTER SCIENCE CORPORATION | TRUE
G0503 | ROCKWELL INTERNATIONAL (KALINA) |  | OIL/GAS | OIL/GAS | NATURAL GAS | MISCELLANEOUS/BOTTOMING CYCLE | 3.5 | 4 | COGEN |  | 1992-08-25 | SCE | SP15 | VENTURA | 6633 CANOGA AVE. | ROCKWELL INTERNATIONAL | ROCKWELL INTERNATIONAL | TRUE
H0243 | INDIAN VALLEY HYDRO |  | HYDROELECTRIC | HYDRO | HYDRO |  | 3.335 | 1 | NOT COGEN | 3.335 | 1983-09-15 | PG&E | NP15 | LAKE | 4064 ACCESS ROAD | INDIAN VALLEY HYDRO PARTNERS | CATALYST ENERGY DEVELOPMENT | TRUE
H0073 | CALAVERAS CTY WD | A.K.A. NEW HOGAN | HYDROELECTRIC | HYDRO | HYDRO |  | 3.3 | 1 | NOT COGEN | 3.3 | 1986-04-15 | MID | MID | CALAVERAS | AT OUTLET WORKS AT THE BASE OF NEW HOGAN DAM, 1/4 MI S OF HOGAN DAM RD | MID | CALAVERA COUNTY WATER DISTRICT | TRUE
G0658 | VINTAGE PETROLEUM |  | OIL/GAS | OIL/GAS | NATURAL GAS | COMBUSTION TURBINE/TOPPING CYCLE | 3.3 | 4 | COGEN | 3.3 | 1980-03-11 | SCE | SP15 | VENTURA | 290 MAPLE COURT | CONOCO INC | CONOCO, INC. | TRUE
G0456 | POMONA POWER FACILITY |  | OIL/GAS | OIL/GAS | NATURAL GAS | COMBUSTION TURBINE/TOPPING CYCLE | 3.3 | 4 | COGEN | 3.3 | 1987-10-04 | SCE | SP15 | LOS ANGELES | 800 E. BONITA AVENUE | A. JOHNSON, ENERGY DEV INC | POMONA G P INC | TRUE
E0152 | MINNESOTA METHANE (BKKI) | MM WEST COVINA LLC 1 or BKK LANDFILL PHASE I | WTE | MSW | MSW | LANDFILL GAS RECOVERY, STEAM TURBINE | 3.25 | 4 | NOT COGEN | 6.5 | 1993-10-05 | SCE | SP15 | LOS ANGELES | 2210 SOUTH AZUSA AVENUE | BKK CORPORATION | BKK CORPORATION | TRUE
G0298 | KYOCERA INTERNATIONAL |  | OIL/GAS | OIL/GAS | NATURAL GAS | RECIPROCATING ENGINE | 3.25 | 4 | COGEN | 3.25 | 1988-12-22 | SDG&E | SP15 | SAN DIEGO | 8611 BALBOA AVENUE |  | CALPINE | TRUE
E0095 | TAJIGUAS LANDFILL |  | WTE | LANDFILL GAS | LANDFILL GAS | RECIPROCATING ENGINE | 3.2 | 4 | NOT COGEN | 3 | 2000-01-01 | SCE | SP15 | SANTA BARBARA | 14470 CALLE REAL | COUNTY OF SANTA BARBARA | SANTA BARBARA COUNTY | TRUE
G0477 | R.J. DONOVAN CORRECTIONAL FACILITY |  | OIL/GAS | OIL/GAS | NATURAL GAS | GAS TURBINE | 3.13 | 4 | COGEN | 3.13 | 1987-12-31 | SDG&E | SP15 | SAN DIEGO | 480 ALTA ROAD |  |  | TRUE
G0633 | UNION-TRIBUNE PUBLISHING CO. |  | OIL/GAS | OIL/GAS | NATURAL GAS | GAS TURBINE | 3.1 | 4 | COGEN | 3.1 | 1989-01-09 | SDG&E | SP15 | SAN DIEGO | 350 CAMINO DE LA REINA | UNION TRIBUNE | COPLEY PRESS, INC. | TRUE
G0378 | MULE CREEK STATE PRISON |  | OIL/GAS | OIL/GAS | NATURAL GAS | INTERNAL COMBUSTION ENGINE | 3 | 4 | COGEN | 3.5 | 1989-01-01 | PG&E | NP15 | AMADOR | 4001 HIGHWAY 104 | MULE CREEK STATE PRISON | MULE CREEK STATE PRISON | TRUE
G0653 | YOUNTVILLE COGEN | A.K.A. VETERAN'S HOME OF CALIFORNIA | OIL/GAS | OIL/GAS | NATURAL GAS |  | 3 | 4 | COGEN | 3 | 1986-08-06 | PG&E | NP15 | NAPA | YOUNTVILLE HOME STATION, CALIFORNIA DRIVE & HWY 29 |  |  | TRUE
H0507 | TKO POWER (SOUTH FORK BEAR CREEK) | A.K.A. NICHOLS HYDRO PROJECT | HYDROELECTRIC | HYDRO | HYDRO |  | 3 | 1 | NOT COGEN | 3 | 1986-01-15 | PG&E | NP15 | SHASTA | NORTH OF INWOOD ROAD |  | TKO POWER INC | TRUE
H0240 | SNOW MOUNTAIN HYDRO (BURNEY CREEK) |  | HYDROELECTRIC | HYDRO | HYDRO |  | 3 | 1 | NOT COGEN | 3 | 1990-03-28 | PG&E | NP15 | SHASTA |  | HIGHLAND HYDRO CONSTRUCTION | HIGHLAND HYDRO CONSTRUCTION | TRUE
E0038 | SIERRA PACIFIC INDUSTRIES (SONORA) |  | WTE | BIOMASS | WOODWASTE | TRAVELING GRATE | 3 | 4 | COGEN | 3 | 1982-06-26 | PG&E | NP15 | TUOLUMNE | 14560 TUOLUMNE ROAD | SIERRA PACIFIC INDUSTRIES | SIERRA PACIFIC INDUSTRIES | TRUE
H0422 | ROCK CREEK HYDRO |  | HYDROELECTRIC | HYDRO | HYDRO |  | 3 | 1 | NOT COGEN | 3 | 1986-04-24 | PG&E | NP15 | EL DORADO | 847 PACIFIC STREET | KEATING & ASSOCIATES | ROCK CREEK LTD PNSP | TRUE
E0137 | NOVE INVESTMENTS |  | WTE | LANDFILL GAS | LANDFILL GAS | INTERNAL COMBUSTION ENGINE | 3 | 4 | NOT COGEN | 3 | 1985-12-31 | PG&E | NP15 | CONTRA COSTA | FOOT OF PARR BLVD, AT W CONTRA COSTA CNTY LANFILL | NOVE INVESTMENTS |  | TRUE
G0101 | CHEVRON (CONCORD) | CHEVRON COMPUTER CENTER; CHEVRON USA(CONCORD) | OIL/GAS | OIL/GAS | NATURAL GAS |  | 3 | 4 | COGEN | 3 | 1988-03-29 | PG&E | NP15 | CONTRA COSTA | 2001 DIAMOND BOULEVARD |  | CHEVRON U.S.A. | TRUE
E0145 | OGDEN PACIFIC POWER (STOCKTON) | STOCKTON POWER STATION or AUSTIN ROAD LF | WTE | MSW | MSW | LANDFILL GAS | 3 | 4 | NOT COGEN | 0.8 | 1985-11-27 | PG&E | NP15 | SAN JOAQUIN | 9075 S. AUSTIN ROAD | CITY OF STOCKTON | CITY OF STOCKTON | TRUE
W0052 | KAREN AVENUE WIND |  | WIND | WIND | WIND | WINDPARK | 3 | 3 | NOT COGEN | 11.655 | 1985-01-31 | SCE | SP15 | RIVERSIDE | KAREN AVENUE | EUI MANAGEMENT PH, INC. | EUI MANAGEMENT P. H. | TRUE
W0137 | WHITEWATER HILL 3 |  | WIND | WIND | WIND | WINDPARK | 3 | 3 | NOT COGEN | 3 | 1983-03-01 | SCE | SP15 | RIVERSIDE |  | SAN GORGONIO FARMS | SECTION 28 TRUST | TRUE
G0511 | SDSU MAIN | A.K.A. SAN DIEGO STATE UNIVERSITY | OIL/GAS | OIL/GAS | NATURAL GAS | GAS TURBINE | 3 | 4 | COGEN | 3 | 1985-12-01 | SDG&E | SP15 | SAN DIEGO | 5300 CAMPANILE DRIVE |  | SAN DIEGO STATE UNIVERSITY | TRUE
G0340 | SUMMIT MEDICAL COGENERATION |  | OIL/GAS | OIL/GAS | NATURAL GAS |  | 2.86 | 4 | COGEN | 2.86 | 1985-03-15 | PG&E | NP15 | ALAMEDA | 350 HAWTHORNE AVENUE | SUMMIT MEDICAL CENTER |  | TRUE
H0489 | SOUTH SAN JOAQUIN I.D | A.K.A.WOODWARD | HYDROELECTRIC | HYDRO | HYDRO |  | 2.85 | 1 | NOT COGEN | 2.85 | 1982-04-16 | PG&E | NP15 | STANISLAUS |  | TID | SSJID | TRUE
G0751 | CORN PRODUCTS |  | OIL/GAS | OIL/GAS | NATURAL GAS | GAS TURBINE | 2.85 | 4 | COGEN | 2.85 | 1988-03-02 | PG&E | NP15 | SAN JOAQUIN | 1021 INDUSTRIAL DRIVE | CORN PRODUCTS |  | TRUE
W0065 | FLOWIND PARTNERS 2 |  | WIND | WIND | WIND |  | 2.7 | 3 | NOT COGEN |  | 1985-04-11 | PG&E | NP15 | ALAMEDA | 9959 ALTAMONT PASS ROAD | FLOWIND | FPL ENERGY, INC. | TRUE
E0067 | PT. LOMA SEWAGE TREATMENT |  | WTE | LANDFILL GAS | LANDFILL GAS | RECIPROCATING ENGINE | 2.7 | 4 | NOT COGEN | 2.7 | 1985-08-05 | SDG&E | SP15 | SAN DIEGO | 1902 GATCHEL ROAD |  | SAN DIEGO WATER UTILITIES | TRUE
H0325 | MERCED ID (PARKER) | A.K.A. RICHARD B. PARKER | HYDROELECTRIC | HYDRO | HYDRO | HYDRAULIC TURBINR-PIPELINE WATER | 2.69 | 1 | NOT COGEN | 2.7 | 1981-09-23 | PG&E | NP15 | MERCED | EAST OF SNELLING RD. | MEID | MEID | TRUE
G0541 | SANTA CRUZ COGEN | A.K.A. FACKLER COGEN | OIL/GAS | OIL/GAS | NATURAL GAS |  | 2.635 | 4 | COGEN | 2.635 | 1985-11-01 | PG&E | NP15 | SANTA CRUZ | 1156 HIGH STREET | UC SANTA CRUZ |  | TRUE
H0168 | EL DORADO HYDRO (MONTGOMERY CREEK |  | HYDROELECTRIC | HYDRO | HYDRO |  | 2.6 | 1 | NOT COGEN | 3.4 | 1987-02-28 | PG&E | NP15 | SHASTA | ROUTE 299 NORTH |  | EL DORADO HYDRO | TRUE
H0485 | SONOMA COUNTY WATER AGENCY | WARM SPRINGS DAM | HYDROELECTRIC | HYDRO | HYDRO |  | 2.6 | 1 | NOT COGEN | 2.6 | 1988-12-22 | PG&E | NP15 | SONOMA | 3333 SKAGGS SPRING ROAD |  | SCWA | TRUE
G0390 | NAVY REG. DATA AUTOMATION CENTER | A.K.A. NORTH ISLAND DATA CENTER | OIL/GAS | OIL/GAS | NATURAL GAS | RECIPROCATING ENGINE | 2.6 | 4 | COGEN | 2.6 | 1987-11-15 | SDG&E | SP15 | SAN DIEGO |  |  | WESTNAVFACENGCOM - CODE 163 | TRUE
H0607 | NTC/MCRD STEAM TURBINE |  | OIL/GAS | OIL/GAS | STEAM TURBIBE | STEAM TURBINE | 2.58 | 4 | COGEN | 2.58 | 1984-07-28 | SDG&E | SP15 | SAN DIEGO | NTC/MCRD BLDG 566, END OF NEVILLE RD | SITHE/ENERGIES GROUP | SITHE/ENERGIES GROUP | TRUE
G0551 | SEA WORLD, INC. |  | OIL/GAS | OIL/GAS | NATURAL GAS | RECIPROCATING ENGINE | 2.56 | 4 | COGEN | 2.56 | 1980-12-15 | SDG&E | SP15 | SAN DIEGO | 1720 SOUTH SHORES ROAD | SEA WORLD | SEA WORLD., INC. | TRUE
H0576 | YOLO COUNTY FLOOD & WTD (CLEAR LAKE) | A.K.A. CLEAR LAKE HYDRO | HYDROELECTRIC | HYDRO | HYDRO |  | 2.5 | 1 | NOT COGEN | 2.5 | 1985-09-07 | PG&E | NP15 | LAKE | 18222 DAM ROAD |  | CATALYST ENERGY DEVELOPMENT | TRUE
E0154 | YOLO COUNTY LANDFILL | YOLO LANDFILL | WTE | LANDFILL GAS | LANDFILL GAS | RECIPROCATING ENGINE | 2.4 | 4 | NOT COGEN | 2.45 | 1997-03-01 | PG&E | NP15 | YOLO | 44090 COUNTRY RD 28H & COUNTRY RD 104 | YOLO COUNTY LANDFILL | YOLO COUNTY | TRUE
W0075 | WINDSONG ENERGY, INC. | A.K.A. GREAT AMERICAN INDUSTRIES, INC. | WIND | WIND | WIND | WINDPARK | 2.4 | 3 | NOT COGEN | 2.4 | 1982-12-28 | SCE | SP15 | KERN |  | JOHN W. HORTON | JOHN W. HORTON | TRUE
G0388 | MEDICAL CENTER HOSPITAL |  | OIL/GAS | OIL/GAS | NATURAL GAS | GAS TURBINE | 2.4 | 4 | COGEN | 2.4 | 1986-06-19 | SDG&E | SP15 | SAN DIEGO | 100 BALBOA PARK, 34800 BOB WILSON DRIVE |  | WESTNAVFACENGCOM - CODE 163 | TRUE
W0198 | WINDRIDGE, INC. |  | WIND | WIND | WIND | WINDPARK | 2.34 | 3 | NOT COGEN | 4.5 | 1985-06-01 | SCE | SP15 | KERN | TEHACHAPI-WILLOW SPRINGS/HIGHLAND | WINDRIDGE INC. (WILLOW WIND) | WINDRIDGE INC. | TRUE
G0518 | SAINT AGNES HOSPITAL |  | OIL/GAS | OIL/GAS | NATURAL GAS | GAS TURBINE/HEAT RECOVERY STEAM GENERATR | 2.325 | 4 | COGEN | 2.325 | 1985-11-21 | PG&E | NP15 | FRESNO | 1303 EAST HERNDON AVENUE | SAINT AGNES COGENERATION |  | TRUE
G0475 | QUALCOMM |  | OIL/GAS | OIL/GAS | NATURAL GAS | GAS TURBINE | 2.25 | 4 | COGEN | 2.25 | 1983-05-20 | SDG&E | SP15 | SAN DIEGO | 5545 MOREHOUSE DR. |  | HOME FED BANK | TRUE
G0570 | SOLEDAD STATE PRISON |  | OIL/GAS | OIL/GAS | NATURAL GAS |  | 2.2 | 4 | COGEN | 2.2 | 1985-10-26 | PG&E | NP15 | MONTEREY | HWY 101, 4 MILES NORTH OF SOLEDAD | INTERNATIONAL POWER TECHNOLOGY |  | TRUE
E0132 | LANDFILL GENERATING PTNRS. I | DIMENO LANDFILL or SANTA CRUZ FACILITY - LANDFILL GE or SANTA CRUZ CITY SLF | WTE | MSW | MSW | LANDFILL GAS | 2.2 | 4 | NOT COGEN | 0.632 | 1988-11-22 | PG&E | NP15 | SANTA CRUZ | 604 DIMEO LANE | LAIDLAW GAS RECOVERY SYSTEMS | CITY OF SANTA CRUZ | TRUE
H0362 | YUBA COUNTY WATER | A.K.A. CHALLENGE or DEADWOOD CREEK | HYDROELECTRIC | HYDRO | HYDRO | HYDRO | 2 | 1 | NOT COGEN | 2 | 1990-01-29 | PG&E | NP15 | YUBA |  | YCWA | YCWA | TRUE
H0322 | MEGA RENEWABLES (ROARING CRK) | ROARING CREEK (MEGA RENEWABLES) | HYDROELECTRIC | HYDRO | HYDRO |  | 2 | 1 | NOT COGEN | 2 | 1986-12-05 | PG&E | NP15 | SHASTA | COVE ROAD |  | ROARING CREEK RANCH MEGA RENEWABLES | TRUE
H0241 | HUMBOLDT BAY MWD | A.K.A. GOSSELIN HYDROELECTRIC PLANT, HUMBOLDT | HYDROELECTRIC | HYDRO | HYDRO |  | 2 | 1 | NOT COGEN | 2 | 1983-04-10 | PG&E | NP15 | TRINITY |  |  |  | TRUE
E0123 | GAS RECOVERY SYSTEMS, (MENLO PARK) | MENLO PARK LF | WTE | LANDFILL GAS | LANDFILL GAS | RECIPROCATING ENGINE | 2 | 4 | NOT COGEN | 2 | 1983-01-11 | PG&E | NP15 | SAN MATEO | 1680 MARSH ROAD | CITY OF MENLO PARK | CITY OF MENLO PARK | TRUE
H0323 | MEGA RENEWABLES (BIDWELL DITCH) |  | HYDROELECTRIC | HYDRO | HYDRO |  | 2 | 1 | NOT COGEN | 1.8 | 1987-02-22 | PG&E | NP15 | SHASTA | WILCOX ROAD |  | MEGA RENEWABLES | TRUE
H0006 | ALVARADO HYDRO FACILITY |  | HYDROELECTRIC | HYDRO | HYDRO | HYDROELECTRIC | 1.99 | 1 | NOT COGEN | 1.99 | 1985-04-30 | SDG&E | SP15 | SAN DIEGO | WATER FILTRATION PLANT, ON LAKE MURRAY BLVD | SD COUNTY WATER AUTHORITY | SD COUNTY WATER AUTHORITY | TRUE
E0101 | TULARE COUNTY LANDFILL | TULARE COUNTY LANDFILL or VISALIA DISPOSAL SITE | WTE | LANDFILL GAS | LANDFILL GAS | GAS TURBINE COMBINED CYCLE | 1.9 | 4 | NOT COGEN | 1.9 | 1998-05-08 | SCE | SP15 | TULARE | 26951 ROAD 140 | TULARE COUNTY WASTE DIV. | MINNESOTA METHANE | TRUE
E0061 | OTAY I POWER STATION |  | WTE | LANDFILL GAS | LANDFILL GAS | RECIPROCATING ENGINE | 1.9 | 4 | NOT COGEN | 1.9 | 1986-12-06 | SDG&E | SP15 | SAN DIEGO | 1600 MAXWELL ROAD |  | OGDEN ENERGY GROUP, INC. | TRUE
W0031 | CORAM ENERGY GROUP, LTD. | A.K.A. CAMERON RIDGE WIND FACILITY | WIND | WIND | WIND | WINDPARK | 1.88 | 3 | NOT COGEN | 3 | 1985-12-06 | SCE | SP15 | KERN | TEHACHAPI-WILLOW SPRING | CORAM ENERGY GROUP | CORAM | TRUE
H0310 | MADERA CHOWCHILLA | STATION 980+65 MADERA-CHOWCHILLA | HYDROELECTRIC | HYDRO | HYDRO |  | 1.8 | 1 | NOT COGEN | 1.835 | 1985-02-02 | PG&E | NP15 | MADERA |  |  | MCPA | TRUE
G0522 | SAN ANTONIO COMMUNITY HOSPITAL |  | OIL/GAS | OIL/GAS | NATURAL GAS | GAS-FUELED RECIPROCATING ENGINE | 1.744 | 4 | COGEN | 1.744 | 1985-09-16 | SCE | SP15 | SAN BERNARDINO | 999 SAN BARNARDINO ROAD | SAN ANTONIO COMMUNITY HOSPITAL | SAN ANTONIO COMMUNIT | TRUE
E0055 | MONTEREY REGIONAL WATER |  | WTE | MSW | MSW | DIGESTER GAS | 1.74 | 4 | COGEN | 1.74 | 1988-08-26 | PG&E | NP15 | MONTEREY | 14811 DEL MONTE BLVD | MONTEREY REGIONAL WATER CENTRAL |  | TRUE
T0001 | AMEDEE GEOTHERMAL VENTURE I |  | GEOTHERMAL | GEOTHERMAL | HYDROTHERMAL | BINARY | 1.6 | 2 | NOT COGEN | 1.6 | 1988-09-11 | PG&E | NP15 | LASSEN | AMEDEE RD | BARBER-NICHOLS ENGINEERING | AMEDEE GEOTHERMAL VENTURE 1 | TRUE
G0527 | SAN DIEGO POWER & COOLING COMPANY |  | OIL/GAS | OIL/GAS | NATURAL GAS | RECIPROCATING ENGINE | 1.6 | 4 | COGEN | 1.6 | 1984-12-01 | SDG&E | SP15 | SAN DIEGO | 901 KETTNER BLVD |  | ONSITE ENERGY, INC. | TRUE
H0021 | BEAR VALLEY |  | HYDROELECTRIC | HYDRO | HYDRO | HYDRAULIC TURBINE - CONVENTIONAL | 1.6 | 1 | NOT COGEN | 1.6 | 1986-03-15 | SDG&E | SP15 | SAN DIEGO | 201 N. BROADWAY |  | CITY OF ESCONDIDO | TRUE
W0183 | SEA WEST ENERGY (VIKING) |  | WIND | WIND | WIND |  | 1.56 | 3 | NOT COGEN |  | 1983-01-22 | PG&E | NP15 | SAN JOAQUIN |  | SEAWEST ENERGY GROUP |  | TRUE
G0241 | GROSSMONT HOSPITAL |  | OIL/GAS | OIL/GAS | NATURAL GAS | GAS TURBINE | 1.544 | 4 | COGEN | 1.6 | 1984-08-13 | SDG&E | SP15 | SAN DIEGO | 5555 GROSSMONT CENTER DRIVE | GROSSMONT HOSPITAL | GROSSMONT HOSPITAL COMM COLLEGE DIST. | TRUE
E0120 | GAS RECOVERY SYSTEMS, (GUADALUPE) | GUADALUPE DISPOSAL SITE | WTE | LANDFILL GAS | LANDFILL GAS | RECIPROCATING ENGINE | 1.5 | 4 | NOT COGEN | 2.5 | 1984-01-12 | PG&E | NP15 | SANTA CLARA | 15999 GUADALUPE MINES ROAD | GUADALUPE RUBBISH DISPOSAL COMPANY | GUADALUPE RUBBISH DISPOSAL COMPANY | TRUE
G0641 | UNIVERSITY OF SAN FRANCISCO |  | OIL/GAS | OIL/GAS | NATURAL GAS |  | 1.5 | 4 | COGEN | 1.5 | 1987-06-01 | PG&E | NP15 | SAN FRANCISCO | 2130 FULTON STREET, IGNATIAN HEIGHTS | SAN FRANCISCO STATE UNIVERSITY |  | TRUE
G0121 | SAN JOSE CONVENTION CENTER |  | OIL/GAS | OIL/GAS | NATURAL GAS |  | 1.5 | 4 | COGEN | 1.5 | 1990-04-02 | PG&E | NP15 | SANTA CLARA | 408 ALMADEN STREET | CITY OF SAN JOSE |  | TRUE
E0144 | OGDEN PACIFIC POWER (SALINAS) | SALINAS POWER STATION | WTE | MSW | MSW | LANDFILL GAS | 1.5 | 4 | NOT COGEN | 1.5 | 1986-11-10 | PG&E | NP15 | MONTEREY | 350 CRAZY HORSE CANYON ROAD | PACIFIC LIGHT ENERGY SYSTEMS |  | TRUE
H0054 | NID/COMBIE SOUTH |  | HYDROELECTRIC | HYDRO | HYDRO | HYDRO | 1.5 | 1 | NOT COGEN | 1.5 | 1984-04-26 | PG&E | NP15 | PLACER | 13975 CAMINO DELEGO |  | NID | TRUE
W0177 | GREEN RODGE POWER LLC (70 MW-D) | ALTAMONT INFRASTRUCTURE COMPANY - | WIND | WIND | WIND |  | 1.5 | 3 | NOT COGEN | 1.5 | 1991-01-01 | PG&E | NP15 | SOLANO |  |  |  | TRUE
E0118 | GAS RECOVERY SYSTEMS, (AMERICAN CYN) | AMERICAN CANYON SLF | WTE | LANDFILL GAS | LANDFILL GAS | RECIPROCATING ENGINE | 1.5 | 4 | NOT COGEN | 1.5 | 1985-12-27 | PG&E | NP15 | NAPA | 725 EUCALYPTUS DRIVE | SOUTH NAPA WASTE AUTHORITY | SOUTH NAPA WASTE AUTHORITY | TRUE
H0547 | WEA BAKER CREEK PROJECT | A.K.A. BAKER CREEK PROJECT | HYDROELECTRIC | HYDRO | HYDRO |  | 1.5 | 1 | NOT COGEN | 1.495 | 1987-12-10 | PG&E | NP15 | HUMBOLDT |  |  | ALBERT HUNT & BAKER STATON ASSOCIATION | TRUE
W0024 | SEA WEST ENERGY (CWES) |  | WIND | WIND | WIND |  | 1.5 | 3 | NOT COGEN |  | 1983-01-22 | PG&E | NP15 | SAN JOAQUIN | DYER ROAD AND MIDWAY | SEAWEST ENERGY GROUP |  | TRUE
G0003 | OXNARD WWTP |  | OIL/GAS | OIL/GAS | NATURAL GAS | GAS TURBINE COMBINED CYCLE | 1.5 | 4 | COGEN | 1.5 | 1982-01-12 | SCE | SP15 | VENTURA | 6001 SOUTH PERKINS ROAD | CITY OF OXNARD | CITY OF OXNARD | TRUE
H0293 | LOWER TULE RIVER ID (LAKE SUCCESS) |  | HYDROELECTRIC | HYDRO | HYDRO | DAM-SITE HYDRO | 1.5 | 1 | NOT COGEN | 1.5 | 1989-12-03 | SCE | SP15 | TULARE |  | LOWER TULE RIVER IRRIGATION DISTRICT | LOWER TULE RIVER IRRIGATION DISTRICT | TRUE
G0105 | EL SEGUNDO REFINERY #1 |  | OIL/GAS | OIL/GAS | NATURAL GAS | STEAM TOPPING CYCLE | 1.5 | 4 | COGEN | 1.5 | 1976-11-15 | SCE | SP15 | LOS ANGELES | 324 WEST EL SEGUNDO BLVD | CHEVRON U.S.A. | CHEVRON U.S.A. | TRUE
E0094 | SYCAMORE LANDFILL FACILITY - LAND |  | WTE | LANDFILL GAS | LANDFILL GAS | RECIPROCATING ENGINE | 1.5 | 4 | NOT COGEN | 1.325 | 1988-12-31 | SDG&E | SP15 | SAN DIEGO | 8514 MAST BLVD. | PACIFIC LIGHT ENERGY SYSTEMS | ALLIED WASTE | TRUE
H0016 | BADGER FILTRATION |  | HYDROELECTRIC | HYDRO | HYDRO | HYDROELECTRIC | 1.485 | 1 | NOT COGEN | 1.485 | 1987-07-08 | SDG&E | SP15 | SAN DIEGO | 18535 ALISO CANYON ROAD |  | SAN DIEQUITO WATER DISTRICT | TRUE
G0159 | SOLANO COUNTY GOVERNMENT CENTER |  | OIL/GAS | OIL/GAS | NATURAL GAS |  | 1.45 | 4 | COGEN | 1.4 | 1989-06-15 | PG&E | NP15 | SOLANO | 501 DELAWARE STREET |  |  | TRUE
G0198 | ENCINA WATER POLLUTION CONTROL |  | OIL/GAS | OIL/GAS | NATURAL GAS | RECIPROCATING ENGINE | 1.425 | 4 | COGEN | 1.425 | 1984-07-16 | SDG&E | SP15 | SAN DIEGO | 6200 AVENIDA ENCINAS | ENCINA WATER POLLUTION CONTROL DISTRICT | ENCINA POLLUTION CONTROL | TRUE
E0141 | OGDEN PACIFIC POWER (SANTA CLARA) | SANTA CLARA POWER STATION or CITY OF SANTA CLARA LF | WTE | LANDFILL GAS | LANDFILL GAS | RECIPROCATING ENGINE | 1.4 | 4 | NOT COGEN | 1.5 | 1986-10-22 | PG&E | NP15 | SANTA CLARA | 5401 LAFAYETTE STREET | CITY OF SANTA CLARA | CITY OF SANTA CLARA | TRUE
H0238 | SNOW MOUNTAIN HYDRO LLC (LOST CREE 1) |  | HYDROELECTRIC | HYDRO | HYDRO |  | 1.4 | 1 | NOT COGEN | 1.4 | 1989-10-09 | PG&E | NP15 | SHASTA |  | HIGHLAND HYDRO CONSTRUCTION | HIGHLAND HYDRO CONSTRUCTION | TRUE
G0437 | PAPER PAK PRODUCTS |  | OIL/GAS | OIL/GAS | NATURAL GAS | GAS-FUELED RECIPROCATING ENGINE | 1.4 | 4 | COGEN | 1.4 | 1984-10-01 | SCE | SP15 | LOS ANGELES | 1941 WHITE AVENUE | PAPER PAK PRODUCTS | PAPER PAK PRODUCTS | TRUE
G0321 | LUNDY (THAGARD OIL) |  | OIL/GAS | OIL/GAS | NATURAL GAS | COMBINED CYCLE/TOPPING CYCLE | 1.4 | 4 | COGEN | 1.4 | 1991-04-15 | SCE | SP15 | LOS ANGELES | 9301 SOUTH GARFIELD AVENUE | EUA/ONSITE COGEN L.P. | LUNDAY THAGARD CO. | TRUE
G0585 | STOCKTON WWTP |  | OIL/GAS | OIL/GAS | NATURAL GAS |  | 1.35 | 4 | COGEN | 1.5 | 1989-11-08 | PG&E | NP15 | SAN JOAQUIN | 2500 NAVY DRIVE | CITY OF STOCKTON, WASTE WATER PLANT |  | TRUE
G0387 | NAPA STATE HOSPITAL |  | OIL/GAS | OIL/GAS | NATURAL GAS |  | 1.33 | 4 | COGEN | 1.33 | 1984-07-18 | PG&E | NP15 | NAPA | 2100 NAPA/VELLEGO | NAPA STATE HOSPITAL |  | TRUE
E0161 | FRESNO WWTP |  | WTE | MSW | MSW | LANDFILL GAS | 1.3 | 4 | NOT COGEN | 1.3 | 1984-01-01 | PG&E | NP15 | FRESNO | 5607 WEST JENSON AVENUE | FRESNO WASTEWATER TREATMENT |  | TRUE
G0591 | TRW |  | OIL/GAS | OIL/GAS | NATURAL GAS | RECIPROCATING ENGINE | 1.3 | 4 | COGEN | 1.3 | 1984-08-15 | SDG&E | SP15 | SAN DIEGO | 1 RANCHO CARMEL DRIVE |  | TRW INC. | TRUE
G0581 | SOUTHWEST MARINE |  | OIL/GAS | OIL/GAS | NATURAL GAS | RECIPROCATING ENGINE | 1.3 | 4 | COGEN | 1.3 | 1986-10-01 | SDG&E | SP15 | SAN DIEGO | 3165 PACIFIC HWY (FOOT OF SAMPSON STREET) |  | SOUTHWEST MARINE | TRUE
G0521 | SALK INSTITUTE |  | OIL/GAS | OIL/GAS | NATURAL GAS | RECIPROCATING ENGINE | 1.3 | 4 | COGEN | 1.3 | 1984-08-16 | SDG&E | SP15 | SAN DIEGO | 10010 NORTH TORREY PINES ROAD | SALK INSTITUTE |  | TRUE
G0434 | PALOMAR MEDICAL CENTER |  | OIL/GAS | OIL/GAS | NATURAL GAS | RECIPROCATING ENGINE | 1.3 | 4 | COGEN | 1.3 | 1986-09-18 | SDG&E | SP15 | SAN DIEGO | 555 EAST VALLEY PARKWAY | PALOMAR MEMORIAL HOSPITAL | PALOMAR POMERADO HOSPITAL DIST. | TRUE
G0119 | MUNICIPAL COGEN |  | OIL/GAS | OIL/GAS | NATURAL GAS | GAS-FUELED RECIPROCATING ENGINE | 1.3 | 4 | COGEN | 1.3 | 1985-04-01 | SCE | SP15 | RIVERSIDE | 205 NORTH EL CIELO | CITY OF PALM SPRINGS | CITY OF PALM SPRINGS | TRUE
H0056 | BURGESS, NORMAN ROSS | A.K.A. BLUFORD CREEK or THREE FORKS WATER POWER PROJECT | HYDROELECTRIC | HYDRO | HYDRO |  | 1.25 | 1 | NOT COGEN | 1.625 | 1984-12-28 | PG&E | NP15 | TRINITY |  |  | BURGESS, M&N | TRUE
H0078 | EAST PORTAL HYDRO STATION/CALLEGU | A.K.A. EAST PORTAL | HYDROELECTRIC | HYDRO | HYDRO | PRESSURE-REDUCING STATION | 1.25 | 1 | NOT COGEN | 1.25 | 1984-10-01 | SCE | SP15 | LOS ANGELES | OFF DEVONSHIRE ST, IN WEST CENTRAL PORTION OF CHATSHWORTH PARK | CALLEGUAS MWD | CALLEGUAS MWD | TRUE
E0155 | ALISO WATER MANAGEMENT AGENCY |  | WTE | DIGESTER GAS | DIGESTER GAS | DIGESTER GAS/MUNCIPAL | 1.2 | 4 | NOT COGEN | 1.2 | 1983-06-06 | SCE | SP15 | ORANGE | 29201 LA PAZ ROAD | ALISO WATER MANAGEMENT AGENCY | ALISO WATER MANAGEMENT AGENCY | TRUE
G0054 | BIOLA UNIVERSITY |  | OIL/GAS | OIL/GAS | NATURAL GAS | GAS-FUELED RECIPROCATING ENGINE | 1.124 | 4 | COGEN | 1.124 | 1990-04-11 | SCE | SP15 | LOS ANGELES | 13800 BIOLA AVE. | BIOLA UNIVERSITY | BIOLA UNIVERSITY | TRUE
H0427 | STS HYDROPOWER LTD (KANAKA) | A.K.A. KANAKA HYDRO PROJECT | HYDROELECTRIC | HYDRO | HYDRO |  | 1.1 | 1 | NOT COGEN | 1.2 | 1989-02-13 | PG&E | NP15 | BUTTE | 9 LUMPKIN ROAD | STS HYDROPOWER LTD | STS HYDROPOWER, LTD | TRUE
H0237 | SNOW MOUNTAIN HYDRO (PONDEROSA BAILY) |  | HYDROELECTRIC | HYDRO | HYDRO |  | 1.1 | 1 | NOT COGEN | 1.1 | 1990-02-26 | PG&E | NP15 | SHASTA |  | HIGHLAND HYDRO CONSTRUCTION | HIGHLAND HYDRO CONSTRUCTION | TRUE
H0349 | NELSON CREEK HYDROELECTRIC |  | HYDROELECTRIC | HYDRO | HYDRO |  | 1.1 | 1 | NOT COGEN | 1.1 | 1988-12-19 | PG&E | NP15 | SHASTA | NELSON CREEK ROAD |  | NELSON CREEK POWER INC | TRUE
G0288 | KAWEAH DELTA DISTRICT HOSPITAL |  | OIL/GAS | OIL/GAS | NATURAL GAS | GAS-FUELED RECIPROCATING ENGINE | 1.1 | 4 | COGEN | 1.1 | 1984-07-14 | SCE | SP15 | TULARE | 310 SOUTHWEST STREET | KAWEAH DELTA DISTRICT HOSPITAL | KAWEAH DELTA HOSPITA | TRUE
G0582 | ST. JOHN'S HOSPITAL AND HEALTH CENTER |  | OIL/GAS | OIL/GAS | NATURAL GAS | COMBUSTION TURBINE/TOPPING CYCLE | 1.08 | 4 | COGEN | 1.08 | 1992-02-05 | SCE | SP15 | LOS ANGELES | 1328 22ND STREET | ST. JOHN'S HOSPITAL & HEALTH CENTER | ST.JOHN'S HOSPITAL &HEALTH CTR | TRUE
G0640 | UNIVERSITY OF SAN DIEGO |  | OIL/GAS | OIL/GAS | NATURAL GAS | RECIPROCATING ENGINE | 1.05 | 4 | COGEN | 1.05 | 1985-03-25 | SDG&E | SP15 | SAN DIEGO | 5998 LINDA VISTA RD |  | HAWTHORNE ENGINE SYSTEMS | TRUE
H0443 | SAN DIMAS WASH |  | HYDROELECTRIC | HYDRO | HYDRO | P.R. STATION | 1.05 | 1 | NOT COGEN | 1.05 | 1986-01-28 | SCE | SP15 | LOS ANGELES | 190 EAST FOOTHILL BLVD | SAN GABRIEL VALLEY M | SAN GABRIEL VALLEY M | TRUE
G0109 | CHILDREN'S HOSPITAL |  | OIL/GAS | OIL/GAS | NATURAL GAS | RECIPROCATING ENGINE | 1.05 | 4 | COGEN | 1.05 | 1983-10-15 | SDG&E | SP15 | SAN DIEGO | 8001 FROST ST. OR 3020 CHILDREN'S WAY | CHILDREN'S HOSPITAL & HEALTH CENTER | CHILDREN'S HOSPITAL & HEALTH CENTER | TRUE
E0174 | SIERRA PACIFIC INDUSTRIES (ANDERSON) |  | WTE | BIOMASS | WOODWASTE | FUEL CELL GASIFICATION | 1 | 4 | COGEN | 4 | 1997-04-01 | PG&E | NP15 | SHASTA | 19758 RIVERSIDE AVE. | SIERRA PACIFIC INDUSTRIES | SIERRA PACIFIC INDUSTRIES | TRUE
E0146 | PALO ALTO LANDFILL | BYXBEE PARK SANITARY LANDFILL | WTE | LANDFILL GAS | LANDFILL GAS | RECIPROCATING ENGINE | 1 | 4 | NOT COGEN | 2 | 1990-06-13 | PG&E | NP15 | SANTA CLARA | 2380 EMBARCADERO ROAD | PACIFIC LIGHT ENERGY SYSTEMS | CITY OF PLAO ALTO | TRUE
H0572 | UNITED HYDRO (WOLFSEN BYPASS) |  | HYDROELECTRIC | HYDRO | HYDRO |  | 1 | 1 | NOT COGEN | 1 | 1986-02-01 | PG&E | NP15 | MERCED | WOLFSEN BYPASS |  | CCID | TRUE
H0320 | MEGA HYDRO #1 | CLOVER CREEK (HYDRO PARTNERS) | HYDROELECTRIC | HYDRO | HYDRO |  | 1 | 1 | NOT COGEN | 1 | 1986-02-21 | PG&E | NP15 | SHASTA |  | UTILICO GROUP, INC. | MEGA HYDRO INC | TRUE
H0273 | KINGS RIVER HYDRO CO. | KINGS RIVER SIPHON | HYDROELECTRIC | HYDRO | HYDRO |  | 1 | 1 | NOT COGEN | 1 | 1990-08-19 | PG&E | NP15 | FRESNO |  |  | ORANGE COVE IRRIGATION DISTRICT | TRUE
E0075 | SAN MARCOS LANDFILL FACILITY - LA |  | WTE | LANDFILL GAS | LANDFILL GAS | GAS TURBINES | 1 | 4 | NOT COGEN | 1.5 | 1989-05-31 | SDG&E | SP15 | SAN DIEGO | 1595 QUESTHAVEN RD | SAN DIEGO COUNTY | SAN DIEGO COUNTY | TRUE
H0136 | WHITEWATER |  | HYDROELECTRIC | HYDRO | HYDRO | RUN-OF-RIVER | 1 | 1 | NOT COGEN | 1 | 1986-04-11 | SCE | SP15 | RIVERSIDE | 79 WHITEWATER CANYON DRIVE | DESERT WATER AGENCY | DESERT WATER AGENCY | TRUE
H0076 | SPRINGVILLE HYDRO STATION/CALLEGU |  | HYDROELECTRIC | HYDRO | HYDRO | HYDRO | 1 | 1 | NOT COGEN | 1 | 1994-03-17 | SCE | SP15 | VENTURA | 600 VILLA ZAMORA |  | CALLEGUAS MWD | TRUE
G0025 | AMERICAN PRIVATE VENTURES - QUEEN MARY |  | OIL/GAS | OIL/GAS | NATURAL GAS | GAS-FUELED RECIPROCATING ENGINE | 1 | 4 | CC |  | 1989-03-30 | SCE | SP15 | LOS ANGELES | 1256 PIER LONG BEACH | AMERICAN PRIVATE POWER | WRATHER PORT PRPTIES | TRUE
H0544 | BROWNS VALLEY IRRIGATION DISTRICT | A.K.A. VIRGINIA RANCH DAM | HYDROELECTRIC | HYDRO | HYDRO |  | 0.995 | 1 | NOT COGEN | 1 | 1984-06-29 | PG&E | NP15 | YUBA |  |  | BVID | TRUE
H0329 | MILL AND SULPHUR CREEK PROJECT |  | HYDROELECTRIC | HYDRO | HYDRO |  | 0.995 | 1 | NOT COGEN | 0.995 | 1988-02-23 | PG&E | NP15 | HUMBOLDT |  |  | MILLS & SULPHUR CREEK POWER PLANT PNSP | TRUE
H0292 | LASSEN STATION/CAMP CREEK |  | HYDROELECTRIC | HYDRO | HYDRO |  | 0.99 | 1 | NOT COGEN | 0.995 | 1986-05-22 | PG&E | NP15 | BUTTE |  |  | LASSEN STATION HYDROELECTRIC LP | TRUE
H0183 | FIVE BEARS HYDROELECTRIC |  | HYDROELECTRIC | HYDRO | HYDRO |  | 0.99 | 1 | NOT COGEN |  | 1989-04-27 | PG&E | NP15 | PLUMAS |  |  | FIVE BEARS HYDRO INC | TRUE
H0556 | PAN PACIFIC HYDRO WEBER FLAT PROJ |  | HYDROELECTRIC | HYDRO | HYDRO |  | 0.975 | 1 | NOT COGEN | 0.8 | 1984-01-11 | PG&E | NP15 | TRINITY |  |  | PAN PACIFIC HYDRO INC | TRUE
H0318 | MCMILLAN HYDRO |  | HYDROELECTRIC | HYDRO | HYDRO |  | 0.975 | 1 | NOT COGEN |  | 1984-03-22 | PG&E | NP15 | SHASTA |  |  | MCMILLAN HYDRO INC | TRUE
G0544 | SANTA MONICA BAY HOTEL |  | OIL/GAS | OIL/GAS | NATURAL GAS | CT/INDUSTRIAL TOPPING CYCLE | 0.95 | 4 | COGEN | 0.95 | 1989-11-17 | SCE | SP15 | LOS ANGELES | 1700 OCEAN AVENUE | SANTA MONICA HOTEL ASSOC LTD | LOEWS SANTA MONICA BEACH HOTEL | TRUE
E0167 | MINNESOTA METHANE (HIGHGROVE) | CITY OF L.A. LOPEX CANYOU LANDFILL or HIGHGRIVE SLF | WTE | MSW | MSW | REIPROCATING ENGINE | 0.95 | 4 | NOT COGEN | 0.95 | 1998-12-01 | SCE | SP15 | RIVERSIDE | 1420 HIGHGROVE DUMP ROAD | RIVERSIDE COUNTY WMD | RIVERSIDE COUNTY WMD | TRUE
G0062 | BROOKSIDE HOSPITAL |  | OIL/GAS | OIL/GAS | NATURAL GAS | INTERNAL COMBUSTION ENGINE | 0.949 | 4 | COGEN | 0.96 | 1992-10-02 | PG&E | NP15 | CONTRA COSTA | 2000 VALE ROAD | BROOKSIDE HOSPITAL |  | TRUE
H0134 | DESERT POWER COMPANY |  | HYDROELECTRIC | HYDRO | HYDRO | RUN-OF-RIVER | 0.948 | 1 | NOT COGEN | 0.948 | 1983-07-14 | SCE | SP15 | INYO | 85 HIGHWAY 6 | DESERT POWER CO. | DESERT POWER CO. | TRUE
H0533 | SANTA FELICIA |  | HYDROELECTRIC | HYDRO | HYDRO | SMALL HYDRO IMPROVEMENT PROJECT | 0.935 | 1 | NOT COGEN | 0.935 | 1987-06-01 | SCE | SP15 | VENTURA |  | UNITED WATER CONSERVATION DISTRICT | UNITED WATER CONSERVATION DISTRICT | TRUE
H0291 | LOS ANGELES COUNTY FLOOD CONTROL DISTRICT | F.K.A. BASIN BARRIER HYDROELECTRIC | HYDROELECTRIC | HYDRO | HYDRO | P.R. STATION | 0.93 | 1 | NOT COGEN | 0.95 | 1985-12-23 | SCE | SP15 | LOS ANGELES | 2155 E. EL SEGUNDO | BASIN BARRIER HYDRO ELECTRIC | WEATHERLY PRIVATE CA | TRUE
H0306 | MADERA CANAL (1923) | STATION 1923+10 MADERA-CHOWCHILLA | HYDROELECTRIC | HYDRO | HYDRO |  | 0.925 | 1 | NOT COGEN | 0.916 | 1986-04-01 | PG&E | NP15 | MADERA |  |  | MCPA | TRUE
H0300 | RETA (CANAL CREEK) | A.K.A. CANAL CREEK (UPPER GORGE) | HYDROELECTRIC | HYDRO | HYDRO | HYDRAULIC TURBINE-PIPELINE, WATER | 0.9 | 1 | NOT COGEN | 0.9 | 1982-11-01 | PG&E | NP15 | MERCED |  |  | MEID | TRUE
E0163 | LOS ALAMOS ENERGY LLC |  | WTE | MSW | WASTE GAS | RECIPROCATING ENGINE | 0.9 | 4 | NOT COGEN | 0.9 | 1988-12-28 | PG&E | NP15 | SANTA BARBARA |  | LOS ALAMOS ENERGY, LLC | LOS ALAMOS ENERGY, LLC | TRUE
H0301 | FAIRFIELD | A.K.A. FAIRFIELD CANAL OR PAPAZIAN (FAIRFIELD) | HYDROELECTRIC | HYDRO | HYDRO | HYDRAULIC TURBINE-PIPELINE | 0.9 | 1 | NOT COGEN | 0.9 | 1983-08-02 | PG&E | NP15 | MERCED |  |  | MEID | TRUE
W0011 | SEA WEST ENERGY (WESTERN) |  | WIND | WIND | WIND |  | 0.9 | 3 | NOT COGEN |  | 1983-01-22 | PG&E | NP15 | SAN JOAQUIN |  | AMERICAN DIVERSIFIED WIND PARTNERS |  | TRUE
H0340 | MONTE VISTA WATER DISTRICT |  | HYDROELECTRIC | HYDRO | HYDRO | P.R. STATION | 0.865 | 1 | NOT COGEN | 0.865 | 1990-08-05 | SCE | SP15 | SAN BERNARDINO | 5501 ARROW HIGHWAY | MONTE VISTA WATER DISTRICT | MONTE VISTA WTR DIST | TRUE
E0156 | CALIFORNIA CEDAR PRODUCTS |  | WTE | BIOMASS | WOODWASTE |  | 0.85 | 4 | COGEN | 0.85 | 1985-01-01 | PG&E | NP15 | SAN JOAQUIN | 1340 W. WASHINGTON STREET | CALIFORNIA CEDAR PRODUCTS | CALIFORNIA CEDAR PRODUCTS | TRUE
H0347 | NID/SCOTTS FLAT |  | HYDROELECTRIC | HYDRO | HYDRO | HYDRO, WATER | 0.85 | 1 | NOT COGEN | 0.825 | 1984-12-14 | PG&E | NP15 | NEVADA | SCOTTS FLAT RESERVOIR, 5 MILES EAST OF NEVADA CITY |  | NID | TRUE
G0646 | VA HOSPITAL |  | OIL/GAS | OIL/GAS | NATURAL GAS | GAS TRUBINE | 0.85 | 4 | COGEN | 0.85 | 1988-09-07 | SDG&E | SP15 | SAN DIEGO | 3350 LA JOLLA VILLAGE DR. |  | VA MEDICAL CENTER | TRUE
H0007 | SANTA CLARA VALLEY WATER DISTRICT | A.K.A. ANDERSON HYDRO FACILITY | HYDROELECTRIC | HYDRO | HYDRO |  | 0.8 | 1 | NOT COGEN |  | 1988-12-01 | PG&E | NP15 | SANTA CLARA |  |  | SANTA CLARA VALLEY WD | TRUE
H0017 | BAILEY CREEK RANCH |  | HYDROELECTRIC | HYDRO | HYDRO |  | 0.8 | 1 | NOT COGEN |  | 1982-05-26 | PG&E | NP15 | SHASTA |  |  | BAILEY CREEK RANCH | TRUE
G0457 | POMONA VALLEY COMMUNITY HOSPITAL |  | OIL/GAS | OIL/GAS | NATURAL GAS | GAS-FUELED RECIPROCATING ENGINE | 0.8 | 4 | COGEN | 0.8 | 1987-02-15 | SCE | SP15 | LOS ANGELES | 1798 NORTH GAREY AVENUE | POMONA VALLEY COMMUNITY HOSPITAL | POMONA VALLEY COMMUNITY HOSPITAL | TRUE
H0335 | MIRAMAR HYDRO FACILITY | A.K.A. ESCONDIDO HYDRO | HYDROELECTRIC | HYDRO | HYDRO | HYDROELECTRIC | 0.8 | 1 | NOT COGEN | 0.8 | 1985-04-15 | SDG&E | SP15 | SAN DIEGO | 610 W. 5TH AVENUE | SD COUNTY WATER AUTHORITY | SD COUNTY WATER AUTHORITY | TRUE
G0341 | MERCY HOSPITAL II |  | OIL/GAS | OIL/GAS | NATURAL GAS | RECIPROCATING ENGINE | 0.8 | 4 | COGEN | 0.8 | 1984-12-12 | SDG&E | SP15 | SAN DIEGO | 4077 5TH AVE. | MERCY HOSPITAL | MERCY HOSPITAL AND MEDICAL CENTER | TRUE
G0332 | MARIOTT HOTEL & MARINA II - SOUTH |  | OIL/GAS | OIL/GAS | NATURAL GAS | RECIPROCATING ENGINE | 0.8 | 4 | COGEN | 0.8 | 1987-10-27 | SDG&E | SP15 | SAN DIEGO | 333 WEST HARBOR DR. |  | MARRIOTT ENTERPRISES | TRUE
G0331 | MARIOTT HOTEL & MARINA I - NORTH |  | OIL/GAS | OIL/GAS | NATURAL GAS | RECIPROCATING ENGINE | 0.8 | 4 | COGEN | 0.8 | 1986-11-07 | SDG&E | SP15 | SAN DIEGO | 333 WEST HARBOR DR. |  | MARRIOTT ENTERPRISES | TRUE
G0265 | HOTEL DEL CORONADO |  | OIL/GAS | OIL/GAS | NATURAL GAS | GAS TURBINE | 0.8 | 4 | COGEN | 0.8 | 1982-12-31 | SDG&E | SP15 | SAN DIEGO | 1500 ORANGE AVE |  | HOTEL DEL CORONADO | TRUE
G0628 | US GOVERNMENT, NAVAL ENGINEERING COMMAND |  | OIL/GAS | OIL/GAS | NATURAL GAS | COMBUSTION TURBINE/TOPPING CYCLE | 0.8 | 4 | COGEN |  | 1989-05-01 | SCE | SP15 | VENTURA | NAVAL RESERVATION, BUILDING 373 | NAVAL FACILITIES ENGINEERING CO | NAVAL FACILITIES ENGINEERING COMMAND | TRUE
G0048 | BENTLEY MILLS |  | OIL/GAS | OIL/GAS | NATURAL GAS | GAS FUELED RECIPROCATING ENGINE | 0.8 | 4 | COGEN |  |  | SCE | SP15 | LOS ANGELES | 14641 E. DON JULIAN ROAD | BENTLEY MILLS | BENTLEY MILLS | TRUE
H0457 | CITY OF SAN LUIS OBISPO (STENNER CANYON) |  | HYDROELECTRIC | HYDRO | HYDRO |  | 0.782 | 1 | NOT COGEN |  | 1985-06-06 | PG&E | NP15 | SAN LUIS OBISPO | STENNER CREEK ROAD |  | CITY OF SAN LUIS OBISPO | TRUE
G0116 | CITY OF FAIRFIELD |  | OIL/GAS | OIL/GAS | NATURAL GAS |  | 0.775 | 4 | COGEN |  | 1984-08-15 | PG&E | NP15 | SOLANO | 1000 WEBSTER ST |  |  | TRUE
G0237 | GREAT WESTERN MALTING COMPANY |  | OIL/GAS | OIL/GAS | NATURAL GAS | GAS FUELED RECIPROCATING ENGINE | 0.75 | 4 | COGEN | 0.75 | 1995-01-03 | SCE | SP15 | LOS ANGELES | 5945 MALT AVE. |  |  | TRUE
T0054 | WINEAGLE DEVELOPERS 1 | A.K.A. RAMCO or WINEAGLE I | GEOTHERMAL | GEOTHERMAL | HYDROTHERMAL | BINARY | 0.7 | 0 | NOT COGEN | 0.7 | 1985-06-11 | PG&E | NP15 | LASSEN | ANTOLA RD AND WENDEL RD | BARBER-NICHOLS ENGINEERING | WINEAGLE DEVELOPMENT, LP | TRUE
H0425 | ROCK CREEK WATER DISTRICT | A.K.A. ROMAC SUPPLY or ROSENFIELD FAMILY TRUST | HYDROELECTRIC | HYDRO | HYDRO |  | 0.7 | 1 | NOT COGEN |  | 1986-02-25 | PG&E | NP15 | CALAVERAS |  |  | ROCK CREEK WATER DISTRICT | TRUE
H0101 | CITY OF SANTA BARBARA (CATER PROJECT) | A.K.A. GIBRALTER | HYDROELECTRIC | HYDRO | HYDRO | P.R. STATION | 0.7 | 1 | NOT COGEN |  | 1985-06-26 | SCE | SP15 | SANTA BARBARA | 1150 SAN ROQUE ROAD | CITY OF SANTA BARBARA | CTY OF SANTA BARBARA | TRUE
G0271 | HUNTER INDUSTRIES |  | OIL/GAS | OIL/GAS | NATURAL GAS | RECIPROCATING ENGINE | 0.69 | 4 | COGEN | 0.69 | 1988-04-23 | SDG&E | SP15 | SAN DIEGO | 1940 DIAMOND ST. | HUNTER INDUSTRIES | HUNTER INDUSTRIES | TRUE
H0453 | UNITED HYDRO, INC. #2 (SAN LUIS BYPASS) | A.K.A. UNITED HYDRO (SAN LUIS BYPASS) | HYDROELECTRIC | HYDRO | HYDRO |  | 0.675 | 1 | NOT COGEN |  | 1986-02-01 | PG&E | NP15 | MERCED |  |  | CCID | TRUE
G0539 | SANTA CRUZ WWTP |  | OIL/GAS | OIL/GAS | NATURAL GAS |  | 0.65 | 4 | COGEN |  | 1991-11-01 | PG&E | NP15 | SANTA CRUZ | CALIFORNIA AVENUE & BAY STREET |  |  | TRUE
H0281 | LAKE HEMET MWD (NORTH FORK) |  | HYDROELECTRIC | HYDRO | HYDRO | P.R. STATION | 0.65 | 1 | NOT COGEN | 0.65 | 1984-06-21 | SCE | SP15 | RIVERSIDE | 48850 HIGHWAY 74 | LAKE HEMET MWD | LAKE HEMET MWD | TRUE
G0120 | CITY OF PALM SPRINGS (SUNRISE PLAZA) |  | OIL/GAS | OIL/GAS | NATURAL GAS | GAS-FUELED RECIPROCATING ENGINE | 0.641 | 4 | COGEN | 0.65 | 1985-06-13 | SCE | SP15 | RIVERSIDE | 403 S. CERRITOS DRIVE | CITY OF PALM SPRINGS | CITY OF PALM SPRINGS | TRUE
H0480 | SILVER SPRINGS (MEGA RENEWABLES) |  | HYDROELECTRIC | HYDRO | HYDRO |  | 0.6 | 1 | NOT COGEN | 0.7 | 1987-08-15 | PG&E | NP15 | SHASTA |  |  | MEGA RENEWABLES | TRUE
H0140 | RUGRAW, INC. (DIGGER CREEK) |  | HYDROELECTRIC | HYDRO | HYDRO |  | 0.6 | 1 | NOT COGEN | 0.65 | 1983-05-18 | PG&E | NP15 | TEHAMA |  |  | RUGRAW INC | TRUE
G0146 | CONTINENTAL CAN (WHITE CAP) |  | OIL/GAS | OIL/GAS | NATURAL GAS |  | 0.6 | 4 | NOT COGEN | 0.06 | 1986-07-02 | PG&E | NP15 | ALAMEDA | 24493 CLAWITER ROAD |  | PG&E | TRUE
H0529 | TUNNEL HILL |  | HYDROELECTRIC | HYDRO | HYDRO |  | 0.6 | 1 | NOT COGEN |  | 1983-12-30 | PG&E | NP15 | EL DORADO | 6425 MAIN STREET | GEORGETOWN PUBLIC UTILITY DISTRICT |  | TRUE
G0098 | OWL COMPANIES |  | OIL/GAS | OIL/GAS | NATURAL GAS |  | 0.6 | 4 | COGEN |  | 1985-12-30 | PG&E | NP15 | SANTA CRUZ | 1 CHAMINADE LANE | OWL COMAPNIES |  | TRUE
H0345 | MUNICIPAL WATER DIST OF ORANGE COUNTY |  | HYDROELECTRIC | HYDRO | HYDRO | P.R. STATION | 0.6 | 1 | NOT COGEN | 0.6 | 1992-03-30 | SCE | SP15 | ORANGE |  | MUNICIPAL WATER DISTRICT OF ORANGE CO | MWD OF ORANGE COUNTY | TRUE
G0310 | LE MERIDIEN HOTEL I |  | OIL/GAS | OIL/GAS | NATURAL GAS | RECIPROCATING ENGINE | 0.6 | 4 | COGEN | 0.6 | 1988-06-13 | SDG&E | SP15 | SAN DIEGO | 2000 SECOND ST. | LE MERIDIAN HOTEL | EUA/ONSITE ENERGY, L.P. | TRUE
G0065 | CES ENERGY CORONA (PACIFIC CLAY) |  | OIL/GAS | OIL/GAS | NATURAL GAS | GAS-FUELED RECIPROCATING ENGINE | 0.6 | 4 | COGEN | 0.6 | 1990-06-15 | SCE | SP15 | RIVERSIDE | 20325 TEMESCAL CANYON ROAD | PACIFIC CLAY PRODUCTS | PACIFIC CLAY PRODUCTS | TRUE
G0184 | EUA/FRCII (VINTAGE COUNTRY CLUB) | A.K.A. EUA/FRCII ENERGY ASSOCIATES (VINTAGE COUNTRY CLUB) | OIL/GAS | OIL/GAS | NATURAL GAS | GAS-FUELED RECIPROCATING ENGINE | 0.6 | 4 | COGEN | 0.06 | 1991-07-12 | SCE | SP15 | RIVERSIDE | 75001 VINTAGE DRIVE WEST |  | RIDGEWOOD POWER CORP | TRUE
G0574 | SOUTH BAY REGIONAL CENTER |  | OIL/GAS | OIL/GAS | NATURAL GAS |  | 0.6 | 4 | COGEN |  | 1984-02-21 | SDG&E | SP15 | SAN DIEGO | 5555 OVERLAND AVE, BLDG 2 |  | COUNTY OF SAN DIEGO | TRUE
H0429 | HENWOOD ASSOCIATES | SALMON CREEK HYDROELECTRIC PROJEC | HYDROELECTRIC | HYDRO | HYDRO |  | 0.594 | 1 | NOT COGEN | 0.5 | 1984-11-28 | PG&E | NP15 | SIERRA |  |  | HESI | TRUE
E0014 | CHINO BASIN MUNICIPAL WATER DISTRICT |  | WTE | DIGESTER GAS | DIGESTER GAS | DIGESTER GAS/MUNICAPAL | 0.58 | 4 | NOT COGEN | 0.58 | 1992-12-28 | SCE | SP15 | SAN BERNARDINO | 8555 ARCHIBALD AVENUE |  |  | TRUE
H0305 | MADERA CANAL (1174 + 84) | STATION 1174+84 MADERA-CHOWCHILLA | HYDROELECTRIC | HYDRO | HYDRO |  | 0.563 | 1 | NOT COGEN | 0.563 | 1986-04-11 | PG&E | NP15 | MADERA |  |  | MCPA | TRUE
G0064 | CES ENERGY ALBERHILL |  | OIL/GAS | OIL/GAS | NATURAL GAS | GAS-FUELED RECIPROCATING ENGINE | 0.56 | 4 | COGEN | 0.56 | 1991-05-04 | SCE | SP15 | RIVERSIDE | 14741 LAKE STREET | COGENIC ENEGY SYSTEMS (CES) ALBERHILL, L | CES ALBERHILL, LTD | TRUE
H0086 | EAGLE HYDRO | CANYON CREEK | HYDROELECTRIC | HYDRO | HYDRO |  | 0.55 | 1 | NOT COGEN | 0.6 | 1985-12-23 | PG&E | NP15 | EL DORADO |  |  | EAGLE HYDRO PTNSP | TRUE
G0038 | ASILOMAR |  | OIL/GAS | OIL/GAS | NATURAL GAS |  | 0.55 | 4 | COGEN |  | 1985-09-06 | PG&E | NP15 | MONTEREY | 800 ASILOMAR BLVD | ASILOMAR OPERATIONAL COMPANY |  | TRUE
G0619 | TULARE DETENTION FACILITY (BOB WILEY) |  | OIL/GAS | OIL/GAS | NATURAL GAS | GAS FUELED RECIPROCATING ENGINE | 0.55 | 4 | COGEN | 0.55 | 1987-05-05 | SCE | SP15 | TULARE | 36712 ROAD 112 | TURBINE TECH | COUNTY OF TULARE | TRUE
G0579 | SOUTHERN CALIFORNIA GAS |  | OIL/GAS | OIL/GAS | NATURAL GAS | GAS FUELED RECIPROCATING ENGINE | 0.55 | 4 | COGEN | 0.55 | 1987-10-30 | SCE | SP15 | LOS ANGELES | 1801 S. ATLANTIC BLVD. | TULARE CO CORRECTIONAL CENTER | SO.CALIF.GAS CO. | TRUE
H0077 | CONEJO HYDRO STATION/CALLEGUAS MU |  | HYDROELECTRIC | HYDRO | HYDRO | PRESSURE-REDUCING STATION | 0.55 | 1 | NOT COGEN | 0.55 | 1982-10-01 | SCE | SP15 | VENTURA | 2100 OLSEN ROAD | CALLEGUAS MWD | CALLEGUAS MWD | TRUE
G0123 | CITY OF VENTURA -EASTSIDE WTR RENOVATION |  | OIL/GAS | OIL/GAS | NATURAL GAS | GAS-FUELED RECIPROCATING ENGINE | 0.548 | 4 | COGEN | 0.548 | 1992-04-02 | SCE | SP15 | VENTURA | 1400 SPINNAKER DRIVE |  | CITY OF VENTURA | TRUE
H0514 | THREE VALLEYS MWD (MIRAMAR) |  | HYDROELECTRIC | HYDRO | HYDRO | P.R. STATION | 0.52 | 1 | NOT COGEN | 0.52 | 1987-04-13 | SCE | SP15 | LOS ANGELES | 3300 N. PADUA | THREE VALLEYS MWD | THREE VALLEYS M W D | TRUE
H0098 | CITY OF EL SEGUNDO |  | HYDROELECTRIC | HYDRO | HYDRO | P.R. STATION | 0.52 | 1 | NOT COGEN |  | 1989-11-06 | SCE | SP15 | LOS ANGELES | 2151 EL SEGUNDO | CITY OF EL SEGUNDO | CITY OF EL SEGUNDO | TRUE
H0228 | PLACER COUNTY WATER AGENCY | HELL HOLE POWERHOUSE | HYDROELECTRIC | HYDRO | HYDRO |  | 0.5 | 1 | NOT COGEN | 0.725 | 1983-04-30 | PG&E | NP15 | PLACER |  |  | PCWA | TRUE
H0239 | SNOW MOUNTAIN HYDRO LLC (LOST CREE 2) |  | HYDROELECTRIC | HYDRO | HYDRO |  | 0.5 | 1 | NOT COGEN | 0.5 | 1989-06-15 | PG&E | NP15 | SHASTA |  | HIGHLAND HYDRO CONSTRUCTION | HIGHLAND HYDRO CONSTRUCTION | TRUE
G0322 | M.H. WHITTIER CAL |  | OIL/GAS | OIL/GAS | NATURAL GAS |  | 0.5 | 4 | COGEN | 0.5 | 1986-10-06 | PG&E | NP15 | KERN | MIDWAY-SUNSET OIL FIELD | M.H. WHITTIER |  | TRUE
G0445 | PETROMINERALS CORPORATION | PETROMINERALS CORPORATION | OIL/GAS | OIL/GAS | NATURAL GAS | GAS-FUELED RECIPROCATING ENGINE | 0.5 | 4 | COGEN | 0.5 | 1986-06-24 | SCE | SP15 | LOS ANGELES | 29007 1/2 HASLEY CANYON RD | PETROMINERALS CORP | PETROMINERALS CORP | TRUE
G0170 | DECOGEN | A.K.A. TAZCOGEN | OIL/GAS | OIL/GAS | NATURAL GAS | NATURAL GAS | 0.5 | 4 | COGEN | 0.5 | 1994-04-28 | SCE | SP15 | LOS ANGELES | 444 NASH ST. (& GRANT STREET) |  |  | TRUE
E0024 | CO. SAN. DIST. #32 OF LA CO. (VALENCIA) |  | WTE | DIGESTER GAS | DIGESTER GAS | DIGESTER GAS/MUNICIPAL | 0.5 | 4 | NOT COGEN | 0.5 | 1987-09-22 | SCE | SP15 | LOS ANGELES | 28185 THE OLD ROAD | L.A. COUNTY SANITATION DISTRICT | L.A. COUNTY SANITATION DISTRICT | TRUE
G0464 | PRESBYTERIAN INTERCOMMUNITY HOSPITAL |  | OIL/GAS | OIL/GAS | NATURAL GAS | GAS-FUELED RECIPROCATING ENGINE | 0.48 | 4 | COGEN |  | 1983-11-09 | SCE | SP15 | LOS ANGELES | 12102 WASHINGTON BLVD. | PRESBYTERIAN INTERCOMM. HOSPITA | PRESBYTERIAN INTERCOMM. HOSPITAL | TRUE
G0485 | RED LION INN |  | OIL/GAS | OIL/GAS | NATURAL GAS | GAS-FUELED RECIPROCATING ENGINE | 0.46 | 4 | COGEN | 0.46 | 1987-06-15 | SCE | SP15 | ORANGE | 3050 BRISTOL | THUNDERBIRD/RED LION CORP | RED LION INN | TRUE
H0249 | JACKSON VALLEY IRRIGATION DISTRICT | A.K.A. LAKE AMADOR DAM or JACKSON CREEK | HYDROELECTRIC | HYDRO | HYDRO |  | 0.455 | 1 | NOT COGEN |  | 1982-09-01 | PG&E | NP15 | AMADOR |  |  | JACKSON VALLEY IRRIGATION DISTRICT | TRUE
H0196 | ORANGE COVE IRRIGATION DISTRICT | H RELEASE | HYDROELECTRIC | HYDRO | HYDRO |  | 0.45 | 1 | NOT COGEN |  | 1990-08-23 | PG&E | NP15 | MADERA |  |  | ORANGE COVE IRRIGATION DISTRICT | TRUE
G0647 | CITY OF VACAVILLE (COMMUNITY CENTER) | VACAVILLE COMMUNITY CENTER | OIL/GAS | OIL/GAS | NATURAL GAS |  | 0.45 | 4 | COGEN |  | 1986-07-09 | PG&E | NP15 | SOLANO | 1100 ALAMO DRIVE |  |  | TRUE
H0369 | OLIVENHAIN MUNICIPAL WATER DISTRICT | A.K.A. ROGER MILLER HYDRO | HYDROELECTRIC | HYDRO | HYDRO | HYDROELECTRIC | 0.45 | 1 | NOT COGEN | 0.45 | 1988-09-30 | SDG&E | SP15 | SAN DIEGO | 1966 OLIVENHAIN RD. | OLIVEHAIN MUNICIPAL WATER DISTRICT | OLIVENHAIN MUNICIPAL WATER DIST. | TRUE
G0251 | HENRY MAYO NEWHALL MEMORIAL HOSPITAL |  | OIL/GAS | OIL/GAS | NATURAL GAS | GAS-FUELED RECIPROCATING ENGINE | 0.45 | 4 | COGEN | 0.45 | 1987-02-23 | SCE | SP15 | LOS ANGELES | 23845 W. MC BEAN PARKWAY | HENRY MAYO NEWHALL MEMORIAL | HENRY MAYO NEWHALL MEMORIAL | TRUE
E0148 | RIO HONDO COMMUNITY COLLEGE DISTRICT |  | WTE | LANDFILL GAS | LANDFILL GAS | GAS FUELED RECIPROCATING ENGINE | 0.45 | 4 | COGEN |  | 1988-03-01 | SCE | SP15 | LOS ANGELES | 3600 WORKMAN MILL RD | RIO HONDO COMMUNITY COLLEGE DIS | RIO HONDO COMM. COLLEGE DIST. | TRUE
G0507 | ROYALTY CARPET MILLS |  | OIL/GAS | OIL/GAS | NATURAL GAS | GAS-FUELED RECIPROCATING ENGINE | 0.425 | 4 | COGEN | 0.425 | 1995-02-15 | SCE | SP15 | ORANGE | 17352 DERIAN AVENUE |  |  | TRUE
H0309 | MADERA CANAL STATION 1302 | STATION 1302+10 MADERA-CHOWCHILLA | HYDROELECTRIC | HYDRO | HYDRO |  | 0.424 | 1 | NOT COGEN | 0.424 | 1986-04-16 | PG&E | NP15 | MADERA |  |  | MCPA | TRUE
G0183 | EUA/FRCII (PALM VALLEY COUNTRY CLUB) | EUA/FRCII ENERGY ASSOCIATES (PALM VALLEY COUNTRY CLUB) | OIL/GAS | OIL/GAS | NATURAL GAS | GAS-FUELED RECIPROCATING ENGINE | 0.41 | 4 | COGEN | 0.41 | 1991-03-25 | SCE | SP15 | RIVERSIDE | 39205 PALM VALLEY | J.A. TRENT & ASSOCIATES | THE PALM VALLEY C C | TRUE
E0023 | CITY OF TULARE |  | WTE | MSW | MSW | DIGESTER GAS | 0.405 | 4 | NOT COGEN | 0.405 | 1992-11-06 | SCE | SP15 | TULARE | 1875 SOUTH WEST STREET | CITY OF TULARE |  | TRUE
H0403 | BES HYDRO, INC. |  | HYDROELECTRIC | HYDRO | HYDRO |  | 0.4 | 1 | NOT COGEN | 0.32 | 1987-09-30 | PG&E | NP15 | MENDOCINO |  |  | BES HYDRO CO | TRUE
H0199 | FULLERTON HYDRO PARTNERS | FULLERTON HYDRO PARTNERS | HYDROELECTRIC | HYDRO | HYDRO | PRESSURE-REDUCING STATION | 0.4 | 1 | NOT COGEN | 0.4 | 1986-12-20 | SCE | SP15 | ORANGE | LAMBERT & EUCLID | FULLERTON HYDRO PARTNERS | FULLERTON HYDRO PNRS | TRUE
H0540 | SOUTH SUTTER WATER | A.K.A. VANJOP #1 | HYDROELECTRIC | HYDRO | HYDRO |  | 0.395 | 1 | NOT COGEN |  | 1985-07-17 | PG&E | NP15 | SUTTER |  | SOUTH SUTTER WATER DISTRICT (SSWD) | SOUTH SUTTER WATER DISTRICT (SSWD) | TRUE
H0051 | BUCKEYE 82 INVESTORS |  | HYDROELECTRIC | HYDRO | HYDRO | HYDRO | 0.375 | 1 | NOT COGEN | 0.347 | 1983-05-24 | PG&E | NP15 | EL DORADO |  |  |  | TRUE
E0115 | FALCON FOAM PLASTICS |  | WTE | MSW | INDUSTRIAL WASTE | COMBUSTION TURBINE/TOPPING CYCLE | 0.365 | 4 | COGEN | 0.365 | 1990-03-05 | SCE | SP15 | LOS ANGELES | 14110 TOWN AVE. | FALCON FOAM PLASTICS | FALCON FOAM PLASTICS | TRUE
H0010 | ARBUCKLE MOUNTAIN HYDRO LLC |  | HYDROELECTRIC | HYDRO | HYDRO |  | 0.36 | 1 | NOT COGEN | 0.325 | 1986-12-01 | PG&E | NP15 | SHASTA |  |  | CONSOLIDATED HYDRO, INC. (CHI) | TRUE
G0070 | CSU HUMBOLDT |  | OIL/GAS | OIL/GAS | NATURAL GAS |  | 0.35 | 4 | COGEN | 0.35 | 1991-12-02 | PG&E | NP15 | HUMBOLDT | 1 HARPST STREET |  |  | TRUE
H0317 | MCFADDEN FARM |  | HYDROELECTRIC | HYDRO | HYDRO |  | 0.35 | 1 | NOT COGEN |  | 1983-07-01 | PG&E | NP15 | MENDOCINO | 16000 POWERHOUSE ROAD | MCFADDEN FARM | EUGEN J M MCFADDEN | TRUE
H0515 | THREE VALLEYS MWD (WILLIAMS AVE STATION) |  | HYDROELECTRIC | HYDRO | HYDRO | P.R. STATION | 0.35 | 1 | NOT COGEN | 0.35 | 1987-04-03 | SCE | SP15 | LOS ANGELES | 3949 WILLIAMS AVE | THREE VALLEYS MWD | THREE VALLEYS M W D | TRUE
H0439 | SAN FRANCISCO PEAK HYDRO |  | HYDROELECTRIC | HYDRO | HYDRO | HYDROELECTRIC | 0.35 | 1 | NOT COGEN | 0.35 | 1985-12-15 | SDG&E | SP15 | SAN DIEGO | 320 N. HORNE |  | CITY OF OCEANSIDE | TRUE
G0455 | POMERADO HOSPITAL |  | OIL/GAS | OIL/GAS | NATURAL GAS | RECIPROCATING ENGINE | 0.35 | 4 | COGEN | 0.35 | 1988-01-31 | SDG&E | SP15 | SAN DIEGO | 156615 POMERADO ROAD | POMERADO HOSPITAL | PALOMAR POMERADO HOSPITAL DIST. | TRUE
G0343 | METAL SURFACES |  | OIL/GAS | OIL/GAS | NATURAL GAS | GAS-FUELED RECIPROCATING ENGINE | 0.35 | 4 | COGEN | 0.35 | 1993-06-09 | SCE | SP15 | LOS ANGELES | 6060 SHULL STREET | METAL SURFACES, INC. |  | TRUE
H0233 | HI HEAD HYDRO (PIUTE CREEK) |  | HYDROELECTRIC | HYDRO | HYDRO | RUN-OF-RIVER | 0.35 | 1 | NOT COGEN | 0.35 | 1982-05-01 | SCE | SP15 | MONO |  | HI HEAD HYDRO INC | HI HEAD HYDRO INC | TRUE
H0127 | DANIEL M. BATES (DEER CREEK) |  | HYDROELECTRIC | HYDRO | HYDRO | RUN-OF-RIVER | 0.35 | 1 | NOT COGEN | 0.35 | 1989-11-22 | SCE | SP15 | TULARE |  |  | DANIEL M.BATES | TRUE
H0506 | T&G HYDRO |  | HYDROELECTRIC | HYDRO | HYDRO |  | 0.34 | 1 | NOT COGEN | 0.35 | 1984-10-15 | PG&E | NP15 | SHASTA |  |  | T & G HYDRO | TRUE
G0614 | TRANSAMERICAN PLASTICS |  | OIL/GAS | OIL/GAS | NATURAL GAS | GAS FUELED RECIPROCATING ENGINE | 0.34 | 4 | COGEN |  |  | SCE | SP15 | SAN BERNARDINO | 5601 SANTA ANA ST. | TRANSAMERICAN PLASTICS | SAM CHEBIER | TRUE
H0109 | NID/COMBIE NORTH | COMBIE NORTH | HYDROELECTRIC | HYDRO | HYDRO | HYDRO | 0.33 | 1 | NOT COGEN | 0.3 | 1988-03-24 | PG&E | NP15 | PLACER | 13975 CAMINO DELEGO |  | NID | TRUE
H0220 | HAMMEKEN HYDRO |  | HYDROELECTRIC | HYDRO | HYDRO |  | 0.33 | 1 | NOT COGEN |  | 1990-03-27 | PG&E | NP15 | MENDOCINO |  |  | W.H. HAMMEKEN | TRUE
G0256 | HEUBLEIN WINES |  | OIL/GAS | OIL/GAS | NATURAL GAS |  | 0.325 | 4 | COGEN |  | 1984-08-24 | PG&E | NP15 | MADERA |  |  |  | TRUE
H0018 | LOFTON RANCH HYDROELECTRIC |  | HYDROELECTRIC | HYDRO | HYDRO |  | 0.3 | 1 | NOT COGEN | 0.3 | 1983-11-14 | PG&E | NP15 | SHASTA | 1000 LOFTON RANCH ROAD |  | RUGRAW, INC. | TRUE
H0344 | PERRY LOGGING | A.K.A. MUD CREEK | HYDROELECTRIC | HYDRO | HYDRO |  | 0.3 | 1 | NOT COGEN |  | 1983-01-26 | PG&E | NP15 | BUTTE |  |  | MUD CREEK HYDRO PARTNERS | TRUE
G0296 | KOCH CALIFORNIA LIMITED |  | OIL/GAS | OIL/GAS | NATURAL GAS |  | 0.3 | 4 | COGEN |  | 1985-02-12 | PG&E | NP15 | SAN LUIS OBISPO | 662 EUCALYPTUS ROAD |  |  | TRUE
H0185 | CITY OF VALLEJO | A.K.A. FLEMING HILL CONDUIT | HYDROELECTRIC | HYDRO | HYDRO |  | 0.3 | 1 | NOT COGEN |  | 1985-01-15 | PG&E | NP15 | SOLANO |  |  | CITY OF VALLEJO | TRUE
H0091 | CEDAR FLAT HYDRO |  | HYDROELECTRIC | HYDRO | HYDRO |  | 0.3 | 1 | NOT COGEN |  | 1984-01-09 | PG&E | NP15 | TRINITY |  |  | BC HYDRO INC | TRUE
H0411 | RINCON HYDRO |  | HYDROELECTRIC | HYDRO | HYDRO | HYDRAULIC TURBINE - CONVENTIONAL | 0.3 | 1 | NOT COGEN | 0.4 | 1983-06-08 | SDG&E | SP15 | SAN DIEGO | 201 NORTH BROADWAY |  | CITY OF ESCONDIDO | TRUE
H0135 | SNOW CREEK |  | HYDROELECTRIC | HYDRO | HYDRO | RUN-OF-RIVER | 0.3 | 1 | NOT COGEN | 0.3 | 1988-02-02 | SCE | SP15 | RIVERSIDE | 15100 SNOW CREEK | DESERT WATER AGENCY | DESERT WATER AGENCY | TRUE
G0263 | HOLIDAY INN EMBARCADERO |  | OIL/GAS | OIL/GAS | NATURAL GAS |  | 0.297 | 4 | COGEN |  | 1987-10-23 | SDG&E | SP15 | SAN DIEGO | 1355 N HARBOR DR | HOLIDAY INN | GREEN MOUNTAIN CONSULTANTS | TRUE
G0624 | UC SANTA CRUZ SPORTS FACILITY |  | OIL/GAS | OIL/GAS | NATURAL GAS |  | 0.29 | 4 | COGEN |  | 1988-09-16 | PG&E | NP15 | SANTA CRUZ | HAGAR DRIVE |  |  | TRUE
H0231 | HENWOOD ASSOCIATES (MILLNER CREEK) |  | HYDROELECTRIC | HYDRO | HYDRO | RUN-OF-RIVER | 0.29 | 1 | NOT COGEN | 0.29 | 1983-07-01 | SCE | SP15 | MONO |  | HENWOOD ASSOCIATES | HESI | TRUE
G0015 | ALLIANT FOOD SERVICE, INC. * | F.K.A. MOCERI PRODUCE | OIL/GAS | OIL/GAS | NATURAL GAS | RECIPROCATING ENGINE | 0.29 | 4 | COGEN | 0.29 | 1983-06-21 | SDG&E | SP15 | SAN DIEGO | 8515 MARIMAR PLACE | MOCERI PRODUCE INC. | KRAFT FOOD SERVICES | TRUE
H0208 | MEGA HYDRO (GOOSE VALLEY RANCH) |  | HYDROELECTRIC | HYDRO | HYDRO |  | 0.28 | 1 | NOT COGEN |  | 1983-04-08 | PG&E | NP15 | SHASTA |  |  | GEORGE P. DENNY | TRUE
G0345 | MICRO UTILITY (LAKE ARROWHEAD HILTON) | MICRO UTILITY PARTNERS (LK. ARROWHEAD HILTON) | OIL/GAS | OIL/GAS | NATURAL GAS | GAS-FUELED RECIPROCATING ENGINE | 0.28 | 4 | COGEN | 0.28 | 1988-09-13 | SCE | SP15 | SAN BERNARDINO | 27984 HIGHWAY 189 | MICRO UTILITY PARTNERS OF AMERICA | LAKE ARROWHEAD HILTON | TRUE
H0201 | KATHLEEN AUSTIN DBA GANSNER POWER & WATER | A.K.A. GANSNER BAR | HYDROELECTRIC | HYDRO | HYDRO |  | 0.275 | 1 | NOT COGEN |  | 1985-04-06 | PG&E | NP15 | PLUMAS |  |  | L&K AUSTIN | TRUE
H0242 | DOMINGUEZ GAP BARRIER | HYDRO ELECTRIC CONST (DOMINGUEZ GAP BARRIER) | HYDROELECTRIC | HYDRO | HYDRO | P.R. STATION | 0.275 | 1 | NOT COGEN | 0.275 | 1986-12-30 | SCE | SP15 | LOS ANGELES | 218 PLACE AND ALAMEDA STREET | CAPITAL ENERGY COMPANY | G SQUARED ENERGY | TRUE
G0110 | CHIQUITA WATER RECLAMATION | SANTA MARGARITA WATER DISTRICT | OIL/GAS | OIL/GAS | METHANE | RECIPROCATING | 0.27 | 4 | NOT COGEN | 0.27 | 1988-03-01 | SDG&E | SP15 | ORANGE | 28793 ORTEGA HWY. |  | SANTA MARGARITA WATER DISTRICT | TRUE
E0103 | WESTERN ROCK PRODUCTS |  | WTE | BIOMASS | BIOMASS | POTENTIAL ENERGY RECOVERY | 0.25 | 4 | NOT COGEN | 0.25 | 1987-04-01 | SCE | SP15 | SAN BERNARDINO | 31290 TROY ROAD | WESTERN ROCK PRODUCTS | WESTERN ROCK PRODUCTS | TRUE
H0079 | SANTA ROSA HYDRO STATION/CALLEGUA |  | HYDROELECTRIC | HYDRO | HYDRO | PRESSURE-REDUCING STATION | 0.25 | 1 | NOT COGEN | 0.25 | 1976-07-01 | SCE | SP15 | VENTURA | SANTA ROSA ROAD | CALLEGUAS MWD | CALLEGUAS MWD | TRUE
H0200 | G SQUARED ENERGY (ALAMITOS BARRIER) |  | HYDROELECTRIC | HYDRO | HYDRO | P.R. STATION | 0.25 | 1 | NOT COGEN | 0.25 | 1986-12-23 | SCE | SP15 | LOS ANGELES | WOODRUFF AND WARDLOW | G SQUARED ENERGY NO. 2 | G SQUARED ENGY NO. 2 | TRUE
E0021 | CITY OF PALM SPRINGS |  | WTE | DIGESTER GAS | DIGESTER GAS | DIGESTER GAS/MUNICIPAL | 0.25 | 4 | NOT COGEN | 0.25 | 1983-05-05 | SCE | SP15 | RIVERSIDE | 4375 MESQUITE | CITY OF PALM SPRINGS | CITY OF PALM SPRINGS | TRUE
H0469 | SCHAADS HYDROELECTRIC FACILITY |  | HYDROELECTRIC | HYDRO | HYDRO |  | 0.23 | 1 | NOT COGEN | 0.215 | 1986-02-18 | PG&E | NP15 | CALAVERAS | 20 MILES N.E. OF MOKELUMNE HILL |  |  | TRUE
G0004 | 939 COAST MANAGEMENT |  | OIL/GAS | OIL/GAS | NATURAL GAS | RECIPROCATING ENGINE | 0.23 | 4 | COGEN | 0.23 | 1987-01-30 | SDG&E | SP15 | SAN DIEGO | 939 COAST BLVD. |  | ONSITE ENERGY | TRUE
H0548 | WFA STATION 1 |  | HYDROELECTRIC | HYDRO | HYDRO | P.R. STATION | 0.224 | 1 | NOT COGEN | 0.224 | 1994-08-26 | SCE | SP15 | SAN BERNARDINO |  |  | WATER FACILITY AUTH-A JPA | TRUE
H0396 | SIERRA ENERGY COMPANY | A.K.A. POND & DARDANELLES CREEK | HYDROELECTRIC | HYDRO | HYDRO |  | 0.2 | 1 | NOT COGEN | 0.25 | 1988-01-11 | PG&E | NP15 | EL DORADO |  |  | ROBERT T. SUTER | TRUE
G0057 | BORDEN CHEMICAL |  | OIL/GAS | OIL/GAS | NATURAL GAS |  | 0.2 | 4 | COGEN | 0.2 | 1988-11-02 | PG&E | NP15 | ALAMEDA | 41100 BOYCE RD |  |  | TRUE
H0103 | HIGHLAND HYDRO CONSTR. INC.-III | A.K.A. CLOVER LEAF | HYDROELECTRIC | HYDRO | HYDRO |  | 0.2 | 1 | NOT COGEN |  | 1985-02-01 | PG&E | NP15 | SHASTA |  |  | HIGHLAND HYDRO CONSTRUCTION | TRUE
W0148 | SO. CALIFORNIA SUNBELT (MOJAVE) |  | WIND | WIND | WIND | WINDPARK | 0.2 | 3 | NOT COGEN | 16.6 |  | SCE | SP15 | KERN | HWY 58/RANDSBURG CO, MOJAVE CA 93501 | SO. CALIF. SUNBELT DEV. 1 | SO CALIF SUNBELT | TRUE
H0513 | THREE VALLEYS MWD (FULTON ROAD STATION) |  | HYDROELECTRIC | HYDRO | HYDRO | P.R. STATION | 0.2 | 1 | NOT COGEN | 0.2 | 1987-04-02 | SCE | SP15 | LOS ANGELES | 2930 FULTON ROAD | THREE VALLEYS MWD | THREE VALLEYS M W D | TRUE
G0606 | THE EPISCOPAL HOME |  | OIL/GAS | OIL/GAS | NATURAL GAS | GAS FUELED RECIPROCATING ENGINE | 0.2 | 4 | COGEN | 0.2 | 1986-01-01 | SCE | SP15 | LOS ANGELES | 1428 S. MARENGO | J.A. TRENT & ASSOCIATES | THE EPISCOPAL HOME | TRUE
G0578 | SOUTHERN CALIFORNIA GAS (UCSB) |  | OIL/GAS | OIL/GAS | OIL/GAS | FUEL CELL/WASTEHEAT RECOVERY | 0.2 | 4 | COGEN | 0.2 | 1993-09-29 | SCE | SP15 | SANTA BARBARA | UNIVERSITY ROAD AND HWY 217 |  |  | TRUE
G0514 | SOUTHERN CALIFORNIA GAS (SCAQMD) |  | OIL/GAS | OIL/GAS | OIL/GAS | FUEL CELL/WASTEHEAT RECOVERY | 0.2 | 4 | COGEN | 0.2 | 1992-04-10 | SCE | SP15 | LOS ANGELES | 21865 EAST COPLEY DRIVE |  |  | TRUE
G0513 | SOUTHERN CALIFORNIA GAS (HYATT REGENCY) |  | OIL/GAS | OIL/GAS | NATURAL GAS | FUEL CELL/WASTEHEAT RECOVERY | 0.2 | 4 | COGEN | 0.2 | 1992-06-14 | SCE | SP15 | ORANGE | 17900 JAMBOREE BLVD |  |  | TRUE
G0508 | SANTA BARBARA COUNTY JAIL |  | OIL/GAS | OIL/GAS | NATURAL GAS | FUEL CELL/WASTEHEAT RECOVERY | 0.2 | 4 | COGEN | 0.2 | 1994-01-15 | SCE | SP15 | SANTA BARBARA | 4436 CALLE REAL |  |  | TRUE
G0240 | GROSSMONT COMMUNITY COLLEGE |  | OIL/GAS | OIL/GAS | NATURAL GAS | RECIPROCATING ENGINE | 0.2 | 4 | COGEN | 0.2 | 1986-08-25 | SDG&E | SP15 | SAN DIEGO | 8800 GROSSMONT COLLEGE DRIVE |  | GROSSMONT HOSPITAL COMM COLLEGE DIST. | TRUE
G0002 | DOUBLETREE HOTEL |  | OIL/GAS | OIL/GAS | NATURAL GAS | GAS-FUELED RECIPROCATING ENGINE | 0.2 | 4 | COGEN | 0.2 | 1989-11-03 | SCE | SP15 | VENTURA | 2055 HARBOR BLVD. | DOUBLE TREE HOTEL | DOUBLE TREE HOTEL | TRUE
G0074 | CSU LONG BEACH (POOL) |  | OIL/GAS | OIL/GAS | NATURAL GAS | GAS-FUELED RECIPROCATING ENGINE | 0.2 | 4 | COGEN | 0.2 | 1987-05-31 | SCE | SP15 | LOS ANGELES | 1401 PALO VERDE | CSULB PLANT OPERATIONS | CSU LONG BEACH | TRUE
G0125 | CLAREMONT TENNIS CLUB |  | OIL/GAS | OIL/GAS | NATURAL GAS | GAS-FUELED RECIPROCATING ENGINE | 0.2 | 4 | COGEN | 0.2 | 1988-07-14 | SCE | SP15 | LOS ANGELES | 1777 PADUA AVE. | CLAREMON TENNIS CLUB | CLAREMON TENNIS CLUB | TRUE
H0100 | CITY OF SANTA ANA |  | HYDROELECTRIC | HYDRO | HYDRO | P.R. STATION | 0.195 | 1 | NOT COGEN | 0.195 | 1986-06-30 | SCE | SP15 | ORANGE | 2415 N. BRISTOL STREET | CITY OF SANTA ANA | CITY OF SANTA ANA | TRUE
H0247 | IRVINE RANCH WATER DISTRICT | A.K.A. TURTLE ROCK-QUAIL HILL | HYDROELECTRIC | HYDRO | HYDRO | P.R. STATION | 0.191 | 1 | NOT COGEN | 0.191 | 1984-04-01 | SCE | SP15 | ORANGE | UNIVERSITY OF YALE, 3512 MICHELSON DRIVE | IRVINE RANCH WATER DISTRICT | IRVINE RANCH WTR DIS | TRUE
G0666 | COUNTY OF SANTA CRUZ (WATER STREET JAIL) |  | OIL/GAS | OIL/GAS | NATURAL GAS |  | 0.18 | 4 | COGEN |  | 1987-09-01 | PG&E | NP15 | SANTA CRUZ | WATER STREET |  |  | TRUE
H0434 | SAN BERNARDINO MWD (SITE 1720) |  | HYDROELECTRIC | HYDRO | HYDRO | P.R. STATION | 0.178 | 1 | NOT COGEN | 0.178 | 1983-07-01 | SCE | SP15 | SAN BERNARDINO | WEST OF CAJON AND NORTH OF DEVORE ROAD | SAN BERNARDINO MWD. | SAN BERNARDINO MWD. | TRUE
H0169 | WEBER DAM |  | HYDROELECTRIC | HYDRO | HYDRO |  | 0.175 | 1 | NOT COGEN |  | 1984-07-27 | PG&E | NP15 | EL DORADO |  |  | EDID | TRUE
G0013 | ALL METALS PROCESSING OF ORANGE COUNTY |  | OIL/GAS | OIL/GAS | NATURAL GAS | GAS-FUELED RECIPROCATING ENGINE | 0.175 | 4 | COGEN | 0.175 | 1994-10-05 | SCE | SP15 | ORANGE | 8401 STANDUSTRIAL | ALL METALS PROCESSING COMPANY |  | TRUE
H0410 | CINNAMON RANCH HYDROELECTRIC | A.K.A. CINNAMON RANCH | HYDROELECTRIC | HYDRO | HYDRO | RUN-OF-RIVER | 0.155 | 1 | NOT COGEN | 0.155 | 1986-04-25 | SCE | SP15 | INYO | 85 HIGHWAY 6 |  | RICHARD MOSS | TRUE
H0053 | YUBA COUNTY WATER AGENCY | A.K.A. BULLARDS BAR or FISH POWER | HYDROELECTRIC | HYDRO | HYDRO | HYDRO, WATER | 0.15 | 1 | NOT COGEN | 0.2 | 1986-09-30 | PG&E | NP15 | YUBA |  | YCWA | YCWA | TRUE
H0504 | SUTTER'S MILL HYDRO |  | HYDROELECTRIC | HYDRO | HYDRO |  | 0.15 | 1 | NOT COGEN | 0.125 | 1985-06-26 | PG&E | NP15 | SHASTA |  |  | FRED N SUTTER, JR. | TRUE
G0620 | TURBINE TECH |  | OIL/GAS | OIL/GAS | NATURAL GAS | GAS FUELED RECIPROCATING ENGINE | 0.15 | 4 | COGEN | 0.15 | 1988-12-09 | SCE | SP15 | ORANGE | 4700 1/2 SAN ANTONIO ROAD | FULLERTON UNIFIED SCHOOL DISTRICT | TURBINE TECHNOLOGY | TRUE
G0091 | CERRITOS COLLEGE |  | OIL/GAS | OIL/GAS | NATURAL GAS | GAS-FUELED RECIPROCATING ENGINE | 0.15 | 4 | COGEN | 0.15 | 1985-12-31 | SCE | SP15 | LOS ANGELES | 11110 E. ALONDRA, NORWALK | CERRITOS COLLEGE | CERRITOS COLLEGE | TRUE
H0084 | CAMROSA COUNTY WATER DISTRICT |  | HYDROELECTRIC | HYDRO | HYDRO | GAS-FUELED RECIPROCATING ENGINE | 0.15 | 1 | NOT COGEN | 0.15 | 1987-06-11 | SCE | SP15 | VENTURA | WOODCREEK ROAD AND UPLAND ROAD | CAMROSA COUNTY WATER DIST. | CAMROSA COUNTY W. D. | TRUE
G0022 | AMERICAN CORNERSTONE (HOLIDAY INN) |  | OIL/GAS | OIL/GAS | NATURAL GAS | GAS-FUELED RECIPROCATING ENGINE | 0.15 | 4 | COGEN | 0.15 | 1988-06-01 | SCE | SP15 | ORANGE | 222 W. HOUSTON | G.G. FULLERTON HOLIDAY INN | INTEGRATED TOTAL EGY | TRUE
G0073 | CSU LONG BEACH (DORM) |  | OIL/GAS | OIL/GAS | NATURAL GAS | GAS-FUELED RECIPROCATING ENGINE | 0.15 | 4 | COGEN |  | 1986-06-01 | SCE | SP15 | LOS ANGELES | 5900 ATHERTON | CAL STATE LONG BEACH | CAL STATE LONG BEACH | TRUE
H0207 | GOLETA WATER DISTRICT |  | HYDROELECTRIC | HYDRO | HYDRO | P.R. STATION | 0.145 | 1 | NOT COGEN | 0.145 | 1986-05-01 | SCE | SP15 | SANTA BARBARA | 6500 CATHEDRAL OAKS | GOLETA WATER DISTRICT | GOLETA WATER DIST. | TRUE
G0688 | YUBA CITY WWTP |  | OIL/GAS | OIL/GAS | NATURAL GAS |  | 0.14 | 4 | COGEN | 0.14 | 1989-06-02 | PG&E | NP15 | SUTTER |  |  |  | TRUE
G0654 | VICTOR VALLEY COMMUNITY HOSPITAL |  | OIL/GAS | OIL/GAS | NATURAL GAS | GAS FUELED RECIPROCATING ENGINE | 0.135 | 4 | COGEN |  |  | SCE | SP15 | SAN BERNARDINO | 15248 11TH STREET | VICTOR VLY COMMUNITY HOSPITAL | VICTOR VALLEY HOSPIT | TRUE
H0254 | JOHN E. HOWARD (MONTECITO WATER DIST) | A.K.A. PICAY | HYDROELECTRIC | HYDRO | HYDRO | P.R. STATION | 0.13 | 1 | NOT COGEN | 0.13 | 1989-01-17 | SCE | SP15 | SANTA BARBARA |  | MONTECITO WATER DISTRICT | MONTECITO WATER DIST | TRUE
H0553 | WALNUT VALLEY WATER DISTRICT (#1) |  | HYDROELECTRIC | HYDRO | HYDRO | P.R. STATION | 0.125 | 1 | NOT COGEN | 0.125 | 1984-10-17 | SCE | SP15 | LOS ANGELES | 4102 VALLEY BLVD., | WALNUT VALLEY WATER DISTRICT | WALNUT VALLEY WATER DISTRICT | TRUE
G0055 | BIXBY KNOLLS TOWERS |  | OIL/GAS | OIL/GAS | NATURAL GAS | GAS-FUELED RECIPROCATING ENGINE | 0.124 | 4 | COGEN | 0.124 | 1995-02-13 | SCE | SP15 | LOS ANGELES | 3747 ATLANTIC AVE |  |  | TRUE
G0667 | THE WAVE |  | OIL/GAS | OIL/GAS | NATURAL GAS | RECIPROCATING ENGINE | 0.12 | 4 | COGEN | 0.12 | 1995-05-27 | SDG&E | SP15 | SAN DIEGO | 161 RECREATION DRIVE |  |  | TRUE
G0497 | RIMROCK VILLAGE PARTERSHIP |  | OIL/GAS | OIL/GAS | NATURAL GAS | GAS-FUELED RECIPROCATING ENGINE | 0.12 | 4 | COGEN | 0.12 | 1989-11-01 | SCE | SP15 | SAN BERNARDINO | 1801 RIMROCK | RIMROCK VILLAGE APARTMENTS | RIMROCK VILLAGE APARTMENTS | TRUE
G0425 | OXNARD HIGH SCHOOL |  | OIL/GAS | OIL/GAS | NATURAL GAS | GAS-FUELED RECIPROCATING ENGINE | 0.12 | 4 | COGEN | 0.12 | 1990-05-29 | SCE | SP15 | VENTURA | 937 W. 5TH STREET | OXNARD UNION HIGH SCHOOL DISTRI | OXNARD HIGH SCHOOL | TRUE
G0334 | MCANALLY EGG RANCH |  | OIL/GAS | OIL/GAS | NATURAL GAS | NATURAL GAS | 0.12 | 4 | COGEN | 0.12 | 1994-01-01 | SCE | SP15 | SAN BERNARDINO |  |  |  | TRUE
G0300 | LA CANADA USD (LA CANADA SCHOOL) |  | OIL/GAS | OIL/GAS | NATURAL GAS | GAS-FUELED RECIPROCATING ENGINE | 0.12 | 4 | COGEN | 0.12 | 1987-09-15 | SCE | SP15 | LOS ANGELES | 4463 OAK GROVE DRIVE | LA CANADA UNIFIED SCHOOLS |  | TRUE
G0156 | COTIJA CHEESE |  | OIL/GAS | OIL/GAS | NATURAL GAS | COGENERATION | 0.12 | 4 | COGEN | 0.12 | 1995-05-04 | SCE | SP15 | LOS ANGELES | 15130 EAST NELSON AVE |  |  | TRUE
G0117 | CITY OF LONG BEACH (BELMONT PLAZA POOL) |  | OIL/GAS | OIL/GAS | NATURAL GAS | GAS-FUELED RECIPROCATING ENGINE | 0.12 | 4 | COGEN | 0.12 | 1991-01-04 | SCE | SP15 | LOS ANGELES | 4000 OLYMPIC PLAZA | CITY OF LONG BEACH | CITY OF LONG BEACH | TRUE
G0377 | MT. SAN ANTONIO GARDENS |  | OIL/GAS | OIL/GAS | NATURAL GAS | GAS-FUELED RECIPROCATING ENGINE | 0.12 | 4 | COGEN |  | 1985-01-01 | SCE | SP15 | LOS ANGELES | 900 E. HARRISON AVE | MT SAN ANTONIO GARDENS | MT. SAN ANTONIO GDN. | TRUE
H0502 | STOVAL 2 |  | HYDROELECTRIC | HYDRO | HYDRO |  | 0.115 | 1 | NOT COGEN |  | 1983-05-20 | PG&E | NP15 | COLUSA |  |  | GLENN-COLUSA IRRIGATION DISTRICT | TRUE
G0446 | STANFORD ENERGY GROUP | A.K.A. PIEDMONT GARDENS | OIL/GAS | OIL/GAS | NATURAL GAS |  | 0.115 | 4 | COGEN |  | 1986-01-08 | PG&E | NP15 | ALAMEDA | 110 41ST STREET |  |  | TRUE
G0607 | THE FORUM #1 |  | OIL/GAS | OIL/GAS | NATURAL GAS | GAS FUELED RECIPROCATING ENGINE | 0.115 | 4 | COGEN | 0.115 | 1985-04-01 | SCE | SP15 | LOS ANGELES | 3900 W. MANCHESTER | THE FORUM | THE FORUM | TRUE
G0182 | EUA/FRCII (MONTEREY COUNTRY CLUB) | EUA/FRCII ENERGY ASSOCIATES (MONTEREY COUNTRY CLUB) | OIL/GAS | OIL/GAS | NATURAL GAS | GAS-FUELED RECIPROCATING ENGINE | 0.115 | 4 | COGEN | 0.115 | 1991-02-06 | SCE | SP15 | RIVERSIDE | 41500 MONTEREY AVE. | THE MONTEREY COUNTRY CLUB | THE MONTEREY COUNTRY CLUB | TRUE
G0069 | CAL POLY UNIVERSITY, POMONA |  | OIL/GAS | OIL/GAS | NATURAL GAS | GAS-FUELED RECIPROCATING ENGINE | 0.115 | 4 | COGEN | 0.115 | 1987-09-03 | SCE | SP15 | LOS ANGELES | 3801 W. TEMPLE AVE. | CAL POLY - POMONA | CAL POLY - POMONA | TRUE
G0160 | CITY OF CONCORD | A.K.A. COWELL SWIM CENTER | OIL/GAS | OIL/GAS | NATURAL GAS |  | 0.105 | 4 | COGEN |  | 1986-10-01 | PG&E | NP15 | CONTRA COSTA | COWELL SWIM CENTER, 3501 COWELL DRIVE |  |  | TRUE
H0368 | SWISS AMERICA | A.K.A. BELL POWERHOUSE | HYDROELECTRIC | HYDRO | HYDRO |  | 0.1 | 1 | NOT COGEN | 0.1 | 1985-12-23 | PG&E | NP15 | PLACER | 11580 MT. VERNON ROAD |  | SWISS-AMERICAN CO | TRUE
H0223 | HAT CREEK HEREFORD RANCH |  | HYDROELECTRIC | HYDRO | HYDRO |  | 0.1 | 1 | NOT COGEN | 0.1 | 1982-12-09 | PG&E | NP15 | SHASTA |  |  | ROBERT THOMPSON | TRUE
H0128 | DAVID O. HARDE | LANDIS-HARDE HYDROELECTRIC PROJEC | HYDROELECTRIC | HYDRO | HYDRO |  | 0.1 | 1 | NOT COGEN | 0.1 | 1992-11-18 | PG&E | NP15 | EL DORADO |  |  | DAVID D. HARDE | TRUE
G0312 | ROY SHARP JR. | SHARP ENTERPRISES | OIL/GAS | MSW | MSW | DIGESTER GAS | 0.1 | 0 | NOT COGEN | 0.075 | 1991-11-21 | PG&E | NP15 | FRESNO | 6093 W. MOUNTAINT VIEW |  |  | TRUE
H0501 | STOVAL 1 |  | HYDROELECTRIC | HYDRO | HYDRO |  | 0.1 | 1 | NOT COGEN |  | 1983-05-20 | PG&E | NP15 | COLUSA |  |  | GLENN-COLUSA IRRIGATION DISTRICT | TRUE
H0402 | STEVE & BONNIE TETRICK | A.K.A. POULTON HYDRO PROJECT or WEBB MORROW | HYDROELECTRIC | HYDRO | HYDRO |  | 0.1 | 1 | NOT COGEN |  | 1983-10-14 | PG&E | NP15 | SHASTA |  |  | WEBB MORROW | TRUE
G0207 | FISHER NURSERY |  | OIL/GAS | OIL/GAS | NATURAL GAS |  | 0.1 | 4 | COGEN |  | 1988-04-04 | PG&E | NP15 | SAN JOAQUIN | 24081 SOUTH AUSTIN ROAD |  |  | TRUE
G0650 | VANGUARD (ELECTRONIC PLATING) | A.K.A. VANGUARD/ ELECTRONIC PLATING | OIL/GAS | OIL/GAS | NATURAL GAS | GAS FUELED RECIPROCATING ENGINE | 0.1 | 0 | COGEN | 0.1 | 1998-02-01 | SCE | SP15 | LOS ANGELES | 13021 S. BUDLONG AVE | VANGUARD/ELECTRONIC PLATING | VANGUARD/ELECTRONIC PLATING | TRUE
E0073 | ROYAL FARMS #2 |  | WTE | MSW | MSW | DIGESTER GAS/OTHER | 0.1 | 0 | NOT COGEN | 0.1 | 1987-03-26 | SCE | SP15 | TULARE | 20174 RD. 140 | ROYAL FARMS | ROYAL FARMS | TRUE
G0496 | RIALTO USD |  | OIL/GAS | OIL/GAS | NATURAL GAS | GAS-FUELED RECIPROCATING ENGINE | 0.1 | 0 | COGEN | 0.1 | 1989-12-20 | SCE | SP15 | SAN BERNARDINO | 1321 N. LILAC AVE. | EISENHOWER HIGH SCHOOL | EISENHOWER HIGH SCHOOL | TRUE
G0427 | PCA METAL FINISHING |  | OIL/GAS | OIL/GAS | NATURAL GAS | GAS-FUELED RECIPROCATING ENGINE | 0.1 | 0 | COGEN | 0.1 | 1994-12-15 | SCE | SP15 | ORANGE | 1726 EAST ROSSLYNN AVE |  |  | TRUE
G0353 | MICRO UTILITY (SAFE PLANTING) | MICRO UTILITY PARTNERS OF AMERICA (SAFE PLTG) | OIL/GAS | OIL/GAS | NATURAL GAS | GAS-FUELED RECIPROCATING ENGINE | 0.1 | 0 | COGEN | 0.1 | 1988-08-15 | SCE | SP15 | LOS ANGELES | 18001 RAILROAD STREET | MICRO UTILITY PARTNERS OF AMERICA | TRAIN JOHNSON POWER | TRUE
G0352 | MICRO UTILITY (QUAKER) | MICRO UTILITY PARTNERS OF AMERICA (QUAKER) | OIL/GAS | OIL/GAS | NATURAL GAS | GAS-FUELED RECIPROCATING ENGINE | 0.1 | 0 | COGEN | 0.1 | 1987-12-29 | SCE | SP15 | LOS ANGELES | 7937 CHATFIELD | MICRO UTILITY PARTNERS OF AMERICA | TRAIN JOHNSON POWER | TRUE
G0349 | MICRO UTILITY (FOSS PLANTING) | MICRO UTILITY PARTNERS OF AMERICA (FOSS PLANTING) | OIL/GAS | OIL/GAS | NATURAL GAS | GAS-FUELED RECIPROCATING ENGINE | 0.1 | 4 | COGEN | 0.1 | 1988-07-11 | SCE | SP15 | LOS ANGELES | 8140 SECURA WAY | MICRO UTILITY PARTNERS OF AMERICA | FOSS PLATING INC. | TRUE
G0191 | EL CONQUISTADOR |  | OIL/GAS | OIL/GAS | NATURAL GAS | RECIPROCATING ENGINE | 0.1 | 4 | COGEN | 0.1 | 1986-09-01 | SDG&E | SP15 | SAN DIEGO | 5533 MONTEZUMA RD. |  | EL CONQUISTADOR/NW MUTUAL LIFE | TRUE
H0132 | DEEP SPRINGS COLLEGE |  | HYDROELECTRIC | HYDRO | HYDRO | RUN-OF-RIVER | 0.1 | 1 | NOT COGEN | 0.1 | 1988-11-22 | SCE | SP15 | INYO | 350 LAGOON STREET | DEEP SPRINGS COLLEGE | DEEP SPRINGS COLLEGE | TRUE
G0134 | COGENIC - ERNE SANITARIUM |  | OIL/GAS | OIL/GAS | NATURAL GAS | GAS-FUELED RECIPROCATING ENGINE | 0.1 | 4 | COGEN | 0.1 | 1985-07-01 | SCE | SP15 | LOS ANGELES | 527 W. REGENT STREET | ST ERNE SANITARIUM | ST ERNE SANITARIUM | TRUE
G0675 | WHITTIER UHSD (LA SERNA HIGH SCHOOL) |  | OIL/GAS | OIL/GAS | NATURAL GAS | GAS FUELED RECIPROCATING ENGINE | 0.1 | 0 | COGEN |  | 1990-01-04 | SCE | SP15 | LOS ANGELES | 15301 EAST YOUNGWOOD (& LA SERNA RD) | LA SERNA HIGH SCHOOL | LA SERNA HIGH SCHOOL | TRUE
H0099 | CITY OF LA HABRA |  | HYDROELECTRIC | HYDRO | HYDRO | P.R. STATION | 0.1 | 1 | NOT COGEN |  | 1982-03-01 | SCE | SP15 | ORANGE | LAMBERT STREET AND WALNUT STREET | CITY OF LA HABRA | CITY OF LA HABRA | TRUE
N0001 | DIABLO CANYON |  | NUCLEAR | NUCLEAR | URANIUM | HYDRO, WATER | 2160 | 0 | NOT COGEN | 2300.6 | 1986-01-01 | PG&E | NP15 | SAN LUIS OBISPO | AVILA ROAD, BETWEEN MONTANO DE ORO & 9 M NW AVILA BEACH, FROM HWY 101 | PG&E | PG&E | FALSE
N0002 | SAN ONOFRE | A.K.A. SONGS | NUCLEAR | NUCLEAR | NUCLEAR | URANIUM | 2150 | 0 | NOT COGEN | 2254 | 1968-01-01 | SDG&E | SP15 | SAN DIEGO | HWY 101 NUCLEAR GENERATING STATION, 14300 MESA ROAD W 40 | SCE | SCE/75%, SDG&E/20%, ANHM 3.2%, RIV/1.8% | FALSE
H0090 | CASTAIC |  | HYDROELECTRIC | HYDRO | PUMPED STORAGE | PUMPED STORAGE,WATER | 1495 | 1 | NOT COGEN | 1331 | 1972-02-09 | LADWP | LADWP | LOS ANGELES | 37700 TEMPLILN HIGHWAY | LADWP | LADWP | FALSE
H0229 | HELMS PUMPED STORAGE | HELMS | HYDROELECTRIC | HYDRO | PUMPED STORAGE | PUMPED STORAGE, WATER | 1212 | 1 | NOT COGEN | 1053 | 1984-06-01 | PG&E | NP15 | FRESNO | 57800 MCKINLEY GROVE RD |  | PG&E | FALSE
H0164 | EDWARD C HYATT |  | HYDROELECTRIC | HYDRO | PUMPED STORAGE | HYDRO, PUMPED STORAGE, WATER | 780.9 | 1 | NOT COGEN | 643.5 | 1968-03-01 | PG&E | NP15 | BUTTE | 460 GLEN DRIVE | CDWR | CDWR | FALSE
G0421 | ORMOND BEACH | 1 | OIL/GAS | OIL/GAS | NATURAL GAS | COMBINED CYCLE - STEAM TURBINE | 775 | 9700 | NOT COGEN | 775 | 1971-01-01 | SCE | SP15 | VENTURA | 6635 SOUTH EDISON DRIVE | RELIANT ENERGY | RELIANT ENERGY | FALSE
G0421 | ORMOND BEACH | 2 | OIL/GAS | OIL/GAS | NATURAL GAS | COMBINED CYCLE - STEAM TURBINE | 775 | 9600 | NOT COGEN | 775 | 1971-01-01 | SCE | SP15 | VENTURA | 6635 SOUTH EDISON DRIVE | RELIANT ENERGY | RELIANT ENERGY | FALSE
| PITTSBURG | 7 | OIL/GAS | OIL/GAS | NATURAL GAS | STEAM TURBINE | 725 | 9500 |  | 725 | 1905-05-13 | PG&E | NP15 | CONTRA COSTA | 696 W 10TH STREET | SOUTHERN ENERGY DELTA LLC | SOUTHERN ENERGY DELTA LLC | FALSE
G0462 | POTRERO |  | OIL/GAS | OIL/GAS | NATURAL GAS | COMBUSTION TURBINE, STEAM TURBINE | 722 | 9900 | COGEN | 419.2 |  | PG&E | NP15 | SAN FRANCISCO | 1201 ILLINOIS STREET | SOUTHERN ENERGY POTRERO LLC | SOUTHERN ENERGY POTRERO LLC | FALSE
H0475 | SHASTA |  | HYDROELECTRIC | HYDRO | HYDRO | HYDRO, WATER | 611.4 | 1 | NOT COGEN | 569 | 1944-06-01 | PG&E | NP15 | SHASTA |  | USBR | USBR | FALSE
G0274 | HUNTINGTON BEACH |  | OIL/GAS | OIL/GAS | NATURAL, DISTILLATE | STEAM TURBINE, COMBUSTION TURBINE | 563 | 10200 | NOT COGEN | 563 | 1958-06-01 | SCE | SP15 | ORANGE | 21730 NEWLAND STREET | SCE | AES CORP. | FALSE
G0319 | LONG BEACH | LONG BEACH #8-#9 | OIL/GAS | OIL/GAS | NATURAL GAS | COMBUSTION TURBINE, STEAM TURBINE | 530 | 10500 | NOT COGEN | 586.5 | 1976-01-01 | SCE | SP15 | LOS ANGELES | 2665 WEST SEASIDE BLVD, TERMINAL ISLAND | NRG/NORTHERN STATES POWER CO. | NRG/DESTEC | FALSE | SC
| Redondo Beach |  | OIL/GAS | OIL/GAS | NATURAL GAS |  | 500 | 9800 | NOT COGEN | 500 | 1948-01-01 | SCE | SP15 | LOS ANGELES | 1100 HARBOR DRIVE | SCE | AES CORP. | FALSE
| Redondo Beach |  | OIL/GAS | OIL/GAS | NATURAL GAS |  | 500 | 9600 | NOT COGEN | 500 | 1948-01-01 | SCE | SP15 | LOS ANGELES | 1100 HARBOR DRIVE | SCE | AES CORP. | FALSE
| Alamitos 6 |  |  | OIL/GAS |  | steam /gas | 500 | 10000 |  |  |  | SCE | SP15 | LOS ANGELES | 690 NORTH STUDEBAKER ROAD | SCE | AES CORP. c/o WILLIAMS | FALSE
| Alamitos 5 |  |  | OIL/GAS |  | steam /gas | 500 | 10000 |  |  |  | SCE | SP15 | LOS ANGELES | 690 NORTH STUDEBAKER ROAD | SCE | AES CORP. c/o WILLIAMS | FALSE
| SCATTERGOOD | 3 | OIL/GAS | OIL/GAS | NATURAL GAS | STEAM TURBINE, NATURAL GAS | 450 | 9300 |  | 450 | 1958-12-01 | LADWP | LADWP | LOS ANGELES | 12700 VISTA DEL | LADWP | LADWP | FALSE
G0272 | HUNTERS POINT |  | OIL/GAS | OIL/GAS | NATURAL, DISTILLATE | GAS COMBUSTION TURBINE,STEAM TURBINE | 429 | 9800 | NOT COGEN | 427.8 | 1983-10-19 | PG&E | NP15 | SAN FRANCISCO | 1000 EVANS AVENUE | PG&E | PG&E | FALSE
H0452 | GIANELLI | F.K.A. SAN LUIS | HYDROELECTRIC | HYDRO | PUMPED STORAGE | PUMPED STORAGE, WATER | 401 | 1 | NOT COGEN | 424 | 1968-09-01 | PG&E | NP15 | MERCED | 31770 WEST HIGHWAY 152 | USBR | CDWR (55%), USBR (45%) | FALSE
H0353 | NEW MELONES |  | HYDROELECTRIC | HYDRO | HYDRO | HYDRO, WATER | 382 | 1 | NOT COGEN | 300 | 1979-04-01 | PG&E | NP15 | TUOLUMNE |  | USBR | USBR | FALSE
| Alamitos 4 |  |  | OIL/GAS |  | steam /gas | 336 | 11000 |  |  |  | SCE | SP15 | LOS ANGELES | 690 NORTH STUDEBAKER ROAD | SCE | AES CORP. c/o WILLIAMS | FALSE
| Alamitos 3 |  |  | OIL/GAS |  | steam /gas | 331 | 11000 |  |  |  | SCE | SP15 | LOS ANGELES | 690 NORTH STUDEBAKER ROAD | SCE | AES CORP. c/o WILLIAMS | FALSE
| PITTSBURG | 5 | OIL/GAS | OIL/GAS | NATURAL GAS | STEAM TURBINE | 330 | 9750 |  | 330 | 1905-05-11 | PG&E | NP15 | CONTRA COSTA | 696 W 10TH STREET | SOUTHERN ENERGY DELTA LLC | SOUTHERN ENERGY DELTA LLC | FALSE
| PITTSBURG | 6 | OIL/GAS | OIL/GAS | NATURAL GAS | STEAM TURBINE | 330 | 9600 |  | 330 | 1905-05-12 | PG&E | NP15 | CONTRA COSTA | 696 W 10TH STREET | SOUTHERN ENERGY DELTA LLC | SOUTHERN ENERGY DELTA LLC | FALSE
H0352 | COLGATE |  | HYDROELECTRIC | HYDRO | HYDRO | HYDRO, WATER | 325 | 1 | NOT COGEN | 315 | 1969-10-01 | PG&E | NP15 | YUBA |  | YCWA | YCWA | FALSE
H0137 | DEVIL CANYON | A.K.A. CEDAR SPRINGS | HYDROELECTRIC | HYDRO | HYDRO | HYDRAULIC TURBINE - CONVENTIONAL | 280 | 1 | NOT COGEN | 276.6 | 1972-12-01 | SCE | SP15 | SAN BERNARDINO | 6900 DEVIL CANYON ROAD | CDWR | CDWR | FALSE
G0236 | GRAYSON |  | OIL/GAS | OIL/GAS | NATURAL GAS | STEAM & COMBUSTION TURB, COMBINED CYCLE | 272.5 | 12000 | NOT COGEN | 282.5 | 1941-04-01 | GLENDALE | GLENDALE | LOS ANGELES | 634 BEKINS WAY | CITY OF GLENDALE | CITY OF GLENDALE | FALSE
H0072 | CALAVERAS | A.K.A. HYDRO PROJECT 1 | HYDROELECTRIC | HYDRO | HYDRO | HYDRO, WATER | 249.1 | 1 | NOT COGEN | 249.1 | 1990-01-01 | PG&E | NP15 | CALAVERAS | 477 BRETT HARTE LANE |  | NCPA(62.98%), CSC(37.02%) | FALSE
G0330 | MANDALAY | 1 | OIL/GAS | OIL/GAS | NATURAL, DISTILLATE | STEAM TURBINE, COMBUSTION TURBINE | 228 | 9400 | NOT COGEN | 228 | 1959-05-01 | SCE | SP15 | VENTURA | 393 NORTH HARBOR BLVD. | RELIANT ENERGY | RELIANT ENERGY | FALSE
| MANDALAY | 2 | OIL/GAS | OIL/GAS | NATURAL, DISTILLATE | STEAM TURBINE, COMBUSTION TURBINE | 228 | 9100 |  | 228 |  | SCE | SP15 | VENTURA | 393 NORTH HARBOR BLVD. | RELIANT ENERGY | RELIANT ENERGY | FALSE
| Southbay | 4 | OIL/GAS | OIL/GAS | NATURAL GAS | STEAM TURBINE, NATURAL GAS | 225 | 11500 |  | 225 |  | SDG&E | SP15 | SAN DIEGO | 990 BAY BLVD. | SDG&E | DYNERGY POWER AND NRG ENERGY, INC. | FALSE
H0565 | WHITE ROCK |  | HYDROELECTRIC | HYDRO | HYDRO | HYDRO,WATER | 224 | 1 | NOT COGEN | 230 | 1968-06-01 | SMUD | SMUD | EL DORADO |  | SMUD | SMUD | FALSE
H0186 | FOLSOM DAM |  | HYDROELECTRIC | HYDRO | HYDRO | HYDRO WATER | 215.1 | 1 | NOT COGEN | 198.8 | 1955-02-01 | PG&E | NP15 | SACRAMENTO |  | USBR | USBR | FALSE
H0161 | EASTWOOD |  | HYDROELECTRIC | HYDRO | PUMPED STORAGE | PUMPED STORAGE, WATER | 207 | 1 | NOT COGEN | 199.8 | 1988-01-01 | SCE | SP15 | FRESNO |  | SCE | SCE | FALSE
H0144 | DON PEDRO |  | HYDROELECTRIC | HYDRO | HYDRO | HYDRO, WATER | 203.2 | 1 | NOT COGEN | 170.9 | 1971-01-01 | PG&E | NP15 | TUOLUMNE | 21 BONDS FLAT RD | MID | TID(68.46%), MID(31.54%) | FALSE
| SCATTERGOOD | 2 | OIL/GAS | OIL/GAS | NATURAL GAS | STEAM TURBINE, NATURAL GAS | 190 | 9750 |  | 190 | 1958-12-01 | LADWP | LADWP | LOS ANGELES | 12700 VISTA DEL | LADWP | LADWP | FALSE
H0313 | MAMMOTH POOL |  | HYDROELECTRIC | HYDRO | HYDRO | HYDRO, WATER | 187 | 1 | NOT COGEN | 190 | 1960-03-01 | SCE | SP15 | MADERA |  | SCE | SCE | FALSE
| SCATTERGOOD | 1 | OIL/GAS | OIL/GAS | NATURAL GAS | STEAM TURBINE, NATURAL GAS | 185 | 9750 |  | 185 | 1958-12-01 | LADWP | LADWP | LOS ANGELES | 12700 VISTA DEL | LADWP | LADWP | FALSE
| Alamitos 2 |  |  | OIL/GAS |  | steam /gas | 185 | 13000 |  |  |  | SCE | SP15 | LOS ANGELES | 690 NORTH STUDEBAKER ROAD | SCE | AES CORP. c/o WILLIAMS | FALSE
H0032 | BIG CREEK 3 |  | HYDROELECTRIC | HYDRO | HYDRO | HYDRO, WATER | 181.9 | 1 | NOT COGEN | 174.5 | 1923-09-01 | SCE | SP15 | FRESNO |  | SCE | SCE | FALSE
H0493 | SPRING CREEK |  | HYDROELECTRIC | HYDRO | HYDRO | HYDRO, WATER | 180 | 1 | NOT COGEN | 180 | 1964-01-01 | REDDING | REDDING | SHASTA |  | USBR | USBR | FALSE
| Redondo Beach |  | OIL/GAS | OIL/GAS | NATURAL GAS |  | 180 | 12500 | NOT COGEN | 180 | 1948-01-01 | SCE | SP15 | LOS ANGELES | 1100 HARBOR DRIVE | SCE | AES CORP. | FALSE
| Redondo Beach |  | OIL/GAS | OIL/GAS | NATURAL GAS |  | 180 | 12500 | NOT COGEN | 180 | 1948-01-01 | SCE | SP15 | LOS ANGELES | 1100 HARBOR DRIVE | SCE | AES CORP. | FALSE
| Redondo Beach |  | OIL/GAS | OIL/GAS | NATURAL GAS |  | 180 | 12500 | NOT COGEN | 180 | 1948-01-01 | SCE | SP15 | LOS ANGELES | 1100 HARBOR DRIVE | SCE | AES CORP. | FALSE
| Alamitos 1 |  |  | OIL/GAS |  | steam /gas | 179 | 13000 |  |  |  | SCE | SP15 | LOS ANGELES | 690 NORTH STUDEBAKER ROAD | SCE | AES CORP. c/o WILLIAMS | FALSE
H0257 | JUDGE FRANCIS CARR |  | HYDROELECTRIC | HYDRO | HYDRO | HYDRO WATER | 177.6 | 1 | NOT COGEN | 154.4 | 1963-02-01 | PG&E | NP15 | SHASTA |  | USBR | USBR | FALSE
| VALLEY | 1 | OIL/GAS | OIL/GAS | NATURAL GAS | STEAM TURBINE, NATURAL GAS | 175 | 10400 | NOT COGEN | 175 | 1954-01-01 | LADWP | LADWP | LOS ANGELES | 9430 SAN FERNANDO ROAD | LADWP | LADWP | FALSE
| VALLEY | 2 | OIL/GAS | OIL/GAS | NATURAL GAS | STEAM TURBINE, NATURAL GAS | 175 | 10400 | NOT COGEN | 175 | 1954-01-01 | LADWP | LADWP | LOS ANGELES | 9430 SAN FERNANDO ROAD | LADWP | LADWP | FALSE
| Southbay | 3 | OIL/GAS | OIL/GAS | NATURAL GAS | STEAM TURBINE, NATURAL GAS | 175 | 9800 |  | 175 |  | SDG&E | SP15 | SAN DIEGO | 990 BAY BLVD. | SDG&E | DYNERGY POWER AND NRG ENERGY, INC. | FALSE
H0250 | JAMES B. BLACK | J.B.BLACK | HYDROELECTRIC | HYDRO | HYDRO | HYDRO, WATER | 171 | 1 | NOT COGEN | 168.6 | 1965-12-01 | PG&E | NP15 | SHASTA |  |  | PG&E | FALSE
G0406 | OAKLAND | OAKLAND | OIL/GAS | OIL/GAS | DISTILLATE OIL | GAS COMBUSTION TURBINE | 165 | 13500 | NOT COGEN | 201.3 | 1978-11-01 | PG&E | NP15 | ALAMEDA | 50 GROVE STREET |  | DUKE ENERGY POWER SERVICES | FALSE | SC
| PITTSBURG | 1 | OIL/GAS | OIL/GAS | NATURAL GAS | STEAM TURBINE | 165 | 10400 |  | 165 | 1905-05-07 | PG&E | NP15 | CONTRA COSTA | 696 W 10TH STREET | SOUTHERN ENERGY DELTA LLC | SOUTHERN ENERGY DELTA LLC | FALSE
| PITTSBURG | 2 | OIL/GAS | OIL/GAS | NATURAL GAS | STEAM TURBINE | 165 | 10600 |  | 165 | 1905-05-08 | PG&E | NP15 | CONTRA COSTA | 696 W 10TH STREET | SOUTHERN ENERGY DELTA LLC | SOUTHERN ENERGY DELTA LLC | FALSE
| PITTSBURG | 3 | OIL/GAS | OIL/GAS | NATURAL GAS | STEAM TURBINE | 165 | 10400 |  | 165 | 1905-05-09 | PG&E | NP15 | CONTRA COSTA | 696 W 10TH STREET | SOUTHERN ENERGY DELTA LLC | SOUTHERN ENERGY DELTA LLC | FALSE
| PITTSBURG | 4 | OIL/GAS | OIL/GAS | NATURAL GAS | STEAM TURBINE | 165 | 10250 |  | 165 | 1905-05-10 | PG&E | NP15 | CONTRA COSTA | 696 W 10TH STREET | SOUTHERN ENERGY DELTA LLC | SOUTHERN ENERGY DELTA LLC | FALSE
H0387 | PINE FLAT |  | HYDROELECTRIC | HYDRO | HYDRO | HYDRAULIC TURBINE - CONVENTIONAL | 165 | 1 | NOT COGEN | 165 | 1984-01-01 | PG&E | NP15 | FRESNO |  |  | KINGS RIVER CONSERVATION DISTRICT | FALSE
G0289 | KEARNEY | KEARNY POWER | OIL/GAS | OIL/GAS | NATURAL GAS | COMBUSTION TURBINE | 162.5 | 10500 | NOT COGEN | 164.7 | 1901-06-15 | SDG&E | SP15 | SAN DIEGO | 5488 OVERLAND AVE | SDG&E | DYNERGY POWER AND NRG ENERGY, INC. | FALSE | SC
G0061 | BROADWAY |  | OIL/GAS | OIL/GAS | NATURAL GAS | STEAM TURBINE | 162 | 13000 | NOT COGEN | 155 | 1955-01-01 | PASADENA | PASADENA | LOS ANGELES | 130 WALLIS | CITY OF PASADENA | CITY OF PASADENA | FALSE
H0141 | DION R. HOLM |  | HYDROELECTRIC | HYDRO | HYDRO | HYDRO,WATER | 156.8 | 1 | NOT COGEN | 165 | 1960-01-01 | PG&E | NP15 | TUOLUMNE |  |  | HETCH HETCHY WATER & POWER (CCSF) | FALSE
H0391 | PIT 5 |  | HYDROELECTRIC | HYDRO | HYDRO | HYDRO,WATER | 156 | 1 | NOT COGEN | 141.9 | 1944-04-01 | PG&E | NP15 | SHASTA |  |  | PG&E | FALSE
H0266 | KERCKHOFF 2 |  | HYDROELECTRIC | HYDRO | HYDRO | HYDRO, WATER | 155 | 1 | NOT COGEN | 139.5 | 1983-05-01 | PG&E | NP15 | FRESNO |  |  | PG&E | FALSE
G0259 | RIVERSIDE CANAL POWER COMPANY | A.K.A. HIGHGROVE | OIL/GAS | OIL/GAS | NATURAL GAS | STEAM TURBINE | 154 | 13000 | NOT COGEN | 169 | 1952-08-01 | SCE | SP15 | SAN BERNARDINO | 12700 TAYLOR STREET | SCE | THERMO ECOTEK | FALSE
H0253 | JAYBIRD |  | HYDROELECTRIC | HYDRO | HYDRO | HYDRO,WATER | 153 | 1 | NOT COGEN | 154 | 1961-04-01 | SMUD | SMUD | EL DORADO |  | SMUD | SMUD | FALSE
G0410 | OLIVE |  | OIL/GAS | OIL/GAS | NATURAL GAS | STEAM TURBINE, GAS TURBINE | 152.5 | 11500 | NOT COGEN | 172 | 1959-01-01 | BURBANK | BURBANK | LOS ANGELES | 164 WEST MAGNOLIA BLVD | CITY OF BURBANK | CITY OF BURBANK | FALSE
H0081 | CAMINO |  | HYDROELECTRIC | HYDRO | HYDRO | HYDRO,WATER | 150 | 1 | NOT COGEN | 154 | 1963-10-01 | SMUD | SMUD | EL DORADO | 7.5 MILES NORTH OF POLLOCK PINES | SMUD | SMUD | FALSE
| Southbay | 1 | OIL/GAS | OIL/GAS | NATURAL GAS | STEAM TURBINE, NATURAL GAS | 150 | 10000 |  | 150 |  | SDG&E | SP15 | SAN DIEGO | 990 BAY BLVD. | SDG&E | DYNERGY POWER AND NRG ENERGY, INC. | FALSE
| Southbay | 2 | OIL/GAS | OIL/GAS | NATURAL GAS | STEAM TURBINE, NATURAL GAS | 150 | 9400 |  | 150 |  | SDG&E | SP15 | SAN DIEGO | 990 BAY BLVD. | SDG&E | DYNERGY POWER AND NRG ENERGY, INC. | FALSE
G0076 | CAMPBELL SOUP (SPAC) |  | OIL/GAS | OIL/GAS | NATURAL GAS | COMBUSTION TURBINE WITH WASTE HEAT | 146 | 12000 | COGEN | 174.1 | 1998-06-01 | SMUD | SMUD | SACRAMENTO | 6200 FRANKLIN BLVD | SMUD | SIEMENS VENTURE SACRAMENTO & SACRAMENTO | FALSE
H0215 | HAAS |  | HYDROELECTRIC | HYDRO | HYDRO | HYDRO, WATER | 144 | 1 | NOT COGEN | 135 | 1958-12-01 | PG&E | NP15 | FRESNO |  |  | PG&E | FALSE
H0520 | TRINITY |  | HYDROELECTRIC | HYDRO | HYDRO | HYDRO, WATER | 140 | 1 | NOT COGEN | 140 | 1964-12-01 | PG&E | NP15 | TRINITY |  | USBR | USBR | FALSE
T0060 | CALPINE GEOTHERMAL UNIT 13 | A.K.A. PG&E #13 | GEOTHERMAL | GEOTHERMAL | DRY STEAM | STEAM TURBINE, | 133 | 2 | NOT COGEN | 40 | 1980-05-15 | PG&E | NP15 | LAKE |  | PG&E | PG&E | FALSE
H0275 | L.J. STEPHENSON (MIDDLE FORK) |  | HYDROELECTRIC | HYDRO | HYDRO | L.J. STEPHENSON (MIDDLE FORK),WATER | 128.5 | 1 | NOT COGEN | 116.1 | 1966-10-01 | PG&E | NP15 | PLACER |  |  | PCWA | FALSE
H0023 | BELDEN |  | HYDROELECTRIC | HYDRO | HYDRO | HYDRO, WATER | 125 | 1 | NOT COGEN | 117.9 | 1969-09-01 | PG&E | NP15 | PLUMAS |  |  | PG&E | FALSE
T0008 | COLDWATER CREEK |  | GEOTHERMAL | GEOTHERMAL | DRY STEAM |  | 123.6 | 2 | NOT COGEN | 130 | 1988-06-01 | PG&E | NP15 | SONOMA |  | CCPA | CCPA (CSC 10%, MID 40%, SMUD 50%) | FALSE
H0274 | R C KIRKWOOD | KIRKWOOD | HYDROELECTRIC | HYDRO | HYDRO | HYDRO, WATER | 121.9 | 1 | NOT COGEN | 118.2 | 1967-01-01 | PG&E | NP15 | TUOLUMNE |  |  | HETCH HETCHY WATER & POWER (CCSF) | FALSE
H0395 | POE |  | HYDROELECTRIC | HYDRO | HYDRO | HYDRO,WATER | 120 | 1 | NOT COGEN | 142.8 | 1958-05-01 | PG&E | NP15 | BUTTE | JARBO GAP, CA 95916 |  | PG&E | FALSE
H0381 | PARKER (USBR) |  | HYDROELECTRIC | HYDRO | HYDRO | HYDRO,WATER | 120 | 1 | NOT COGEN | 120 | 1942-12-01 | PG&E | NP15 | SAN BERNARDINO |  | USBR | USBR | FALSE
H0088 | CARIBOU 2 |  | HYDROELECTRIC | HYDRO | HYDRO | HYDRO, WATER | 120 | 1 | NOT COGEN | 117.9 | 1958-11-01 | PG&E | NP15 | PLUMAS |  |  | PG&E | FALSE
T0040 | GEOTHERMAL 2 | NCPA 2 | GEOTHERMAL | GEOTHERMAL | DRY STEAM |  | 120 | 2 | NOT COGEN | 110 | 1985-10-01 | PG&E | NP15 | LAKE | 11785 SOCRATES MINE ROAD | NCPA | NCPA (65.87%), CSC (34.13%) | FALSE
T0039 | GEOTHERMAL 1 | NCPA 1 | GEOTHERMAL | GEOTHERMAL | DRY STEAM |  | 118 | 2 | NOT COGEN | 110 | 1982-02-01 | PG&E | NP15 | LAKE | 11785 SOCRATES MINE ROAD | NCPA | NCPA (45.35%), CSC(54.65%) | FALSE
G0336 | MCCLURE |  | OIL/GAS | OIL/GAS | DISTILLATE OIL | COMBUSTION TURBINE | 117 | 13500 | NOT COGEN | 142.4 | 1980-01-01 | MID | MID | STANISLAUS | 639 S. MCCLURE RD | MID | MID | FALSE | SC
H0270 | KESWICK |  | HYDROELECTRIC | HYDRO | HYDRO | HYDRO WATER | 117 | 1 | NOT COGEN | 117 | 1949-01-01 | PG&E | NP15 | SHASTA |  | USBR | USBR | FALSE
G0467 | PROCTER & GAMBLE (SMUD) | A.K.A. SCA COGEN TWO | OIL/GAS | OIL/GAS | NATURAL GAS | COMBUSTION TURBINE WITH WASTE HEAT | 117 | 9700 | COGEN | 149.7 | 1997-01-01 | SMUD | SMUD | SACRAMENTO | 8201 FRUITRIDGE RD | SMUD | SACRAMENTO COGENERATION AUTHORITY | FALSE
T0030 | GEYSERS #20 | A.K.A. PG&E #20 | GEOTHERMAL | GEOTHERMAL | DRY STEAM | STEAM TURBINE, | 113 | 2 | NOT COGEN | 124 | 1985-10-01 | PG&E | NP15 | SONOMA |  | CALPINE | CALPINE | FALSE
T0027 | CALPINE GEOTHERMAL UNIT 16 | A.K.A. PG&E #16 | GEOTHERMAL | GEOTHERMAL | DRY STEAM | STEAM TURBINE, | 113 | 2 | NOT COGEN | 71 | 1985-10-01 | PG&E | NP15 | LAKE |  | CALPINE | CALPINE | FALSE
T0029 | CALPINE GEOTHERMAL UNIT 18 | A.K.A. PG&E #18 | GEOTHERMAL | GEOTHERMAL | DRY STEAM | STEAM TURBINE, | 113 | 2 | NOT COGEN | 59 | 1983-02-15 | PG&E | NP15 | SONOMA |  | CALPINE | CALPINE | FALSE
T0028 | CALPINE GEOTHERMAL UNIT 17 | A.K.A. PG&E #17 | GEOTHERMAL | GEOTHERMAL | DRY STEAM | STEAM TURBINE, | 113 | 2 | NOT COGEN | 45 | 1982-12-18 | PG&E | NP15 | SONOMA |  | CALPINE | CALPINE | FALSE
H0417 | ROCK CREEK |  | HYDROELECTRIC | HYDRO | HYDRO | HYDRO,WATER | 112 | 1 | NOT COGEN | 124.8 | 1950-02-01 | PG&E | NP15 | PLUMAS |  |  | PG&E | FALSE
H0393 | PIT 7 |  | HYDROELECTRIC | HYDRO | HYDRO | HYDRO,WATER | 112 | 1 | NOT COGEN | 109.8 | 1965-06-01 | PG&E | NP15 | SHASTA |  |  | PG&E | FALSE
H0510 | THERMALITO |  | HYDROELECTRIC | HYDRO | PUMPED STORAGE | PUMPED STORAGE, WATER | 110.8 | 1 | NOT COGEN | 115.1 | 1968-11-01 | OWID | NP15 | BUTTE | 460 GLEN DRIVE | CDWR | CDWR | FALSE
T0061 | CALPINE GEOTHERMAL UNIT 14 | A.K.A. PG&E #14 | GEOTHERMAL | GEOTHERMAL | DRY STEAM | STEAM TURBINE, | 109 | 2 | NOT COGEN | 60 | 1980-09-12 | PG&E | NP15 | SONOMA |  | PG&E | PG&E | FALSE
T0057 | GEYSERS #9-#10 | A.K.A. PG&E #9-#10 | GEOTHERMAL | GEOTHERMAL | DRY STEAM | STEAM TURBINE, | 106 | 2 |  | 118.8 | 1973-10-15 | PG&E | NP15 | SONOMA |  | PG&E | PG&E | FALSE
T0056 | GEYSERS #7-#8 | A.K.A. PG&E #7-#8 | GEOTHERMAL | GEOTHERMAL | DRY STEAM | STEAM TURBINE, | 106 | 2 | NOT COGEN | 118.8 | 1972-08-18 | PG&E | NP15 | SONOMA |  | PG&E | PG&E | FALSE
T0055 | CALPINE GEOTHERMAL UNIT 5/6 | A.K.A. PG&E #5-#6 | GEOTHERMAL | GEOTHERMAL | DRY STEAM | STEAM TURBINE, | 106 | 2 | NOT COGEN | 78 | 1971-12-15 | PG&E | NP15 | SONOMA |  | PG&E | PG&E | FALSE
T0058 | CALPINE GEOTHERMAL UNIT 11 | A.K.A. PG&E #11 | GEOTHERMAL | GEOTHERMAL | DRY STEAM | STEAM TURBINE, | 106 | 2 | NOT COGEN | 65 | 1975-05-31 | PG&E | NP15 | SONOMA |  | PG&E | PG&E | FALSE
T0059 | CALPINE GEOTHERMAL UNIT 12 | A.K.A. PG&E #12 | GEOTHERMAL | GEOTHERMAL | DRY STEAM | STEAM TURBINE, | 106 | 2 | NOT COGEN | 40 | 1979-03-01 | PG&E | NP15 | SONOMA |  | PG&E | PG&E | FALSE
G0268 | HUMBOLDT BAY |  | OIL/GAS | OIL/GAS | NATURAL, DISTILLATE | COMBUSTION TURBINE, STEAM TURBINE | 105 | 12500 | NOT COGEN | 102.4 | 1971-01-01 | PG&E | NP15 | HUMBOLDT | BUHNE POINT, 1000 KING SALMON AVE. | PG&E | PG&E | FALSE
H0020 | BALCH 2 |  | HYDROELECTRIC | HYDRO | HYDRO | HYDRO, WATER | 105 | 1 | NOT COGEN | 97.2 | 1958-11-01 | PG&E | NP15 | FRESNO |  |  | PG&E | FALSE
H0601 | MOCCASIN |  | HYDROELECTRIC | HYDRO | HYDRO | HYDRO,WATER | 103.6 | 1 | NOT COGEN | 100 | 1969-01-01 | PG&E | NP15 | TUOLUMNE |  |  | HETCH HETCHY WATER & POWER (CCSF) | FALSE
H0034 | BIG CREEK 4 |  | HYDROELECTRIC | HYDRO | HYDRO | HYDRO, WATER | 100.2 | 1 | NOT COGEN | 100 | 1951-06-01 | SCE | SP15 | MADERA |  | SCE | SCE | FALSE
H0030 | BIG CREEK 2A |  | HYDROELECTRIC | HYDRO | HYDRO | HYDRO, WATER | 98.5 | 1 | NOT COGEN | 110 | 1928-08-01 | SCE | SP15 | FRESNO |  | SCE | SCE | FALSE
G0487 | REDDING POWER | A.K.A. REDDING PEAKING | OIL/GAS | OIL/GAS | NATURAL GAS | STEAM TURBINE & COMBUSTION TURBINES | 97.2 | 10500 | NOT COGEN | 95.6 | 1994-01-01 | REDDING | REDDING | SHASTA | 17120 CLEAR CREEK ROAD | CITY OF REDDING | CITY OF REDDING | FALSE | SC
G0085 | CARSON COGEN PROJECT | A.K.A. COGEN ONE or CARSON ICE-GEN | OIL/GAS | OIL/GAS | NATURAL GAS | COMBUSTION TURBINE WITH WASTE HEAT | 97 | 9800 | COGEN | 125.5 | 1995-10-01 | SMUD | SMUD | SACRAMENTO | 8521 LAGUNA STATION RD (ADJACENT TO SAC REGIONAL COUNTY WASTEWATER) | SMUD | Central Valley Financing Authority | FALSE
H0390 | PIT 4 |  | HYDROELECTRIC | HYDRO | HYDRO | HYDRO,WATER | 95 | 1 | NOT COGEN | 103.6 | 1955-06-01 | PG&E | NP15 | SHASTA |  |  | PG&E | FALSE
H0175 | NEW EXCHEQUER |  | HYDROELECTRIC | HYDRO | HYDRO | HYDRAULIC TURBINE - PIPELINE | 94.5 | 1 | NOT COGEN | 94.5 | 1967-08-01 | PG&E | NP15 | MARIPOSA |  | MEID | MEID | FALSE
H0171 | ELECTRA |  | HYDROELECTRIC | HYDRO | HYDRO | HYDRO, WATER | 92 | 1 | NOT COGEN | 102.5 | 1948-06-01 | PG&E | NP15 | AMADOR |  |  | PG&E | FALSE
H0498 | STANISLAUS |  | HYDROELECTRIC | HYDRO | HYDRO | HYDRO,WATER | 91 | 1 | NOT COGEN | 81.9 | 1963-03-01 | PG&E | NP15 | TUOLUMNE |  |  | PG&E | FALSE
H0406 | RALSTON |  | HYDROELECTRIC | HYDRO | HYDRO | HYDRO,WATER | 86.3 | 1 | NOT COGEN | 79.2 | 1966-10-01 | PG&E | NP15 | PLACER |  |  | PCWA | FALSE
H0027 | BIG CREEK 1 |  | HYDROELECTRIC | HYDRO | HYDRO | HYDRO, WATER | 82.9 | 1 | NOT COGEN | 88.4 | 1913-11-01 | SCE | SP15 | FRESNO |  | SCE | SCE | FALSE
H0289 | LOON LAKE |  | HYDROELECTRIC | HYDRO | HYDRO | HYDRO,WATER | 82 | 1 | NOT COGEN | 82 | 1971-09-01 | SMUD | SMUD | EL DORADO |  | SMUD | SMUD | FALSE
G0329 | MAGNOLIA |  | OIL/GAS | OIL/GAS | NATURAL GAS | STEAM TURBINE, COMBINED CYCLE | 81.7 | 13500 | NOT COGEN | 87.6 | 1949-01-01 | SCE | SP15 | LOS ANGELES | 164 WEST MAGNOLIA BLVD | CITY OF BURBANK | CITY OF BURBANK | FALSE | SC
G0130 | COACHELLA |  | OIL/GAS | OIL/GAS | NATURAL GAS | COMBUSTION TURBINE, NATURAL GAS | 80 | 10500 | NOT COGEN | 92.8 | 1973-06-01 | IID | IID | RIVERSIDE | 1280 GRAPEFRUIT BLVD. | IID | IID | FALSE | SC
H0392 | PIT 6 |  | HYDROELECTRIC | HYDRO | HYDRO | HYDRO,WATER | 80 | 1 | NOT COGEN | 79.2 | 1965-05-01 | PG&E | NP15 | SHASTA |  |  | PG&E | FALSE
H0567 | WILLIAM E. WARNE | WILLIAM E. WARNE #1-#2 | HYDROELECTRIC | HYDRO | HYDRO | HYDRAULIC TURBINE - CONVENTIONAL | 76 | 1 | NOT COGEN | 74.2 | 1982-11-01 | SCE | SP15 | LOS ANGELES | 31849 NORTH LAKE HUGHES ROAD | CDWR | CDWR | FALSE
H0441 | SAN FRANCISQUITO 1 |  | HYDROELECTRIC | HYDRO | HYDRO | RUN-OF-RIVER, TURBINE - PIPELINE | 75.5 | 1 | NOT COGEN | 69.4 | 1917-04-16 | LADWP | LADWP | LOS ANGELES | 37000 CLEARCREEK ROAD | LADWP | LADWP | FALSE
H0087 | CARIBOU 1 |  | HYDROELECTRIC | HYDRO | HYDRO | HYDRO, WATER | 75 | 1 | NOT COGEN | 73.9 | 1921-06-01 | PG&E | NP15 | PLUMAS |  |  | PG&E | FALSE
H0389 | PIT 3 |  | HYDROELECTRIC | HYDRO | HYDRO | HYDRO,WATER | 70 | 1 | NOT COGEN | 80.1 | 1925-07-01 | PG&E | NP15 | SHASTA |  |  | PG&E | FALSE
H0121 | CRESTA |  | HYDROELECTRIC | HYDRO | HYDRO | HYDRO, WATER | 70 | 1 | NOT COGEN | 73.8 | 1949-11-01 | PG&E | NP15 | PLUMAS |  |  | PG&E | FALSE
H0145 | DONNELS |  | HYDROELECTRIC | HYDRO | HYDRO | HYDRO WATER | 67.5 | 1 | NOT COGEN | 54 | 1957-06-01 | PG&E | NP15 | TUOLUMNE | E. END OF BEARDSLEY |  | O&SSJID | FALSE
H0028 | BIG CREEK 2 |  | HYDROELECTRIC | HYDRO | HYDRO | HYDRO, WATER | 67.1 | 1 | NOT COGEN | 67.6 | 1913-12-01 | SCE | SP15 | FRESNO |  | SCE | SCE | FALSE
G0523 | MOUNTAINVIEW POWER CO. (SAN BERNARDINO) | SAN BERNARDINO | OIL/GAS | OIL/GAS | NATURAL GAS | STREAM TURBINE | 67 | 10800 | NOT COGEN | 130.56 | 1957-01-01 | SCE | SP15 | SAN BERNARDINO | 25770 SAN BERNARDINO AVENUE | SCE | THERMO ECOTEK | FALSE
| MOUNTAINVIEW POWER CO. (SAN BERNARDINO) | SAN BERNARDINO | OIL/GAS | OIL/GAS | NATURAL GAS | STREAM TURBINE | 67 | 11000 | NOT COGEN | 130.56 | 1957-01-01 | SCE | SP15 | SAN BERNARDINO | 25770 SAN BERNARDINO AVENUE | SCE | THERMO ECOTEK | FALSE
H0052 | BUCKS CREEK |  | HYDROELECTRIC | HYDRO | HYDRO | HYDRO, WATER | 65 | 1 | NOT COGEN | 66 | 1928-03-01 | PG&E | NP15 | PLUMAS |  |  | PG&E | FALSE
H0036 | BIG CREEK 8 |  | HYDROELECTRIC | HYDRO | HYDRO | HYDRO, WATER | 64.5 | 1 | NOT COGEN | 75 | 1921-08-01 | SCE | SP15 | FRESNO |  | SCE | SCE | FALSE
H0388 | PIT 1 |  | HYDROELECTRIC | HYDRO | HYDRO | HYDRO,WATER | 61 | 1 | NOT COGEN | 69.4 | 1922-09-01 | PG&E | NP15 | SHASTA |  |  | PG&E | FALSE
G0231 | GLENARM | A.K.A. GLENARM #1-#2 | OIL/GAS | OIL/GAS | NATURAL GAS | COMBUSTION TURBINE | 60.8 | 13500 | NOT COGEN | 57.8 | 1955-01-01 | SCE | SP15 | LOS ANGELES | 45 EAST GLENARM AVENUE | CITY OF PASADENA | CITY OF PASADENA | FALSE | SC
G0776 | TEXACO LOS ANGELES REFINERY EXPANSION (WILMINGTON) |  | OIL/GAS | OIL/GAS | NATURAL GAS |  | 60 | 13500 | NOT COGEN | 60 | 1988-01-01 | LADWP | LADWP | LOS ANGELES | 2101 EAST PACIFIC COAST HWY |  | Equilon Enterprises LLC, LA Refining | FALSE | SC
G0228 | GIANERA |  | OIL/GAS | OIL/GAS | NATURAL GAS | COMBUSTION TURBINE | 58 | 13500 | NOT COGEN | 64.6 | 1955-01-01 | PG&E | NP15 | SANTA CLARA | 2339 GIANERA STREET |  | CSC | FALSE | SC
H0516 | TIGER CREEK |  | HYDROELECTRIC | HYDRO | HYDRO | HYDRO,WATER | 58 | 1 | NOT COGEN | 52.3 | 1931-08-01 | PG&E | NP15 | AMADOR |  |  | PG&E | FALSE
G0195 | ELLWOOD |  | OIL/GAS | OIL/GAS | DISTILLATE OIL, NATU | COMBUSTION TURBINE | 56.7 | 13500 | NOT COGEN | 56.7 | 1974-08-01 | SCE | SP15 | SANTA BARBARA | LAS ARMAS ROAD | RELIANT ENERGY | RELIANT ENERGY | FALSE | SC
H0154 | DRUM 1 |  | HYDROELECTRIC | HYDRO | HYDRO | HYDRO, WATER | 54 | 1 | NOT COGEN | 49.2 | 1913-11-01 | PG&E | NP15 | PLACER |  |  | PG&E | FALSE
G0759 | LOS ANGELES REFINERY |  | OIL/GAS | OIL/GAS | NATURAL GAS, REFINER |  | 54 | 13500 | COGEN | 42.1 | 1987-01-01 | SCE | SP15 | LOS ANGELES | 1660 WEST ANAHEIM STREET |  | Tosco Refining Co. | FALSE | SC
G0382 | ROSEVILLE |  | OIL/GAS | OIL/GAS | NATURAL GAS | COMBUSTION TURBINE | 53.75 | 13500 | NOT COGEN | 50.4 | 1986-04-01 | PG&E | NP15 | PLACER | 2151 NICHOLS DRIVE | NCPA | NCPA (75%), CSC (25%) | FALSE | SC
H0272 | KINGS RIVER |  | HYDROELECTRIC | HYDRO | HYDRO | HYDRO WATER | 52 | 1 | NOT COGEN | 48.6 | 1962-03-01 | PG&E | NP15 | FRESNO |  |  | PG&E | FALSE
G0379 | ALAMEDA |  | OIL/GAS | OIL/GAS | NATURAL GAS | COMBUSTION TURBINE | 51.65 | 13500 | NOT COGEN | 50.4 | 1955-01-01 | PG&E | NP15 | ALAMEDA | 2900 MAIN STREET | NCPA | NCPA 75%, CSC 25% | FALSE | SC
| VALLEY | 3 | OIL/GAS | OIL/GAS | NATURAL GAS | STEAM TURBINE, NATURAL GAS | 50 | 25000 | NOT COGEN | 50 | 1954-01-01 | LADWP | LADWP | LOS ANGELES | 9430 SAN FERNANDO ROAD | LADWP | LADWP | FALSE
| VALLEY | 4 | OIL/GAS | OIL/GAS | NATURAL GAS | STEAM TURBINE, NATURAL GAS | 50 | 25000 | NOT COGEN | 50 | 1954-01-01 | LADWP | LADWP | LOS ANGELES | 9430 SAN FERNANDO ROAD | LADWP | LADWP | FALSE
H0155 | DRUM 2 |  | HYDROELECTRIC | HYDRO | HYDRO | HYDRO, WATER | 49.5 | 1 | NOT COGEN | 53.1 | 1966-12-01 | PG&E | NP15 | PLACER |  |  | PG&E | FALSE
G0016 | ALMOND |  | OIL/GAS | OIL/GAS | NATURAL GAS | COMBINED CYCLE | 49.5 | 9000 | NOT COGEN | 49.5 | 1982-07-22 | TID | TID | STANISLAUS | 4500 CROWS LANDING ROAD | TID | TID | FALSE
G0381 | NCPA STIG |  | OIL/GAS | OIL/GAS | NATURAL GAS | COMBUSTION TURBINE | 49 | 9000 | NOT COGEN | 49.7 | 1996-01-01 | LODI | LODI | SAN JOAQUIN | 12751 N. THORNTON ROAD |  | NCPA | FALSE
G0679 | WOODLAND |  | OIL/GAS | OIL/GAS | NATURAL GAS | COMBUSTION TURBINE WITH WASTE HEAT | 49 | 13500 | COGEN | 56 | 1993-12-03 | MID | MID | STANISLAUS | 920 WOODLAND AVE | MID | MID | FALSE | SC
H0573 | WOODLEAF |  | HYDROELECTRIC | HYDRO | HYDRO | HYDRO, WATER | 49 | 1 | NOT COGEN | 52 | 1963-11-01 | PG&E | NP15 | BUTTE |  | OWID | OWID | FALSE
H0354 | NEW NARROWS |  | HYDROELECTRIC | HYDRO | HYDRO |  | 49 | 1 | NOT COGEN | 46.75 | 1970-12-01 | PG&E | NP15 | YUBA |  | YCWA | YCWA | FALSE
G0335 | MCCLELLAN |  | OIL/GAS | OIL/GAS | NATURAL GAS | COMBUSTION TURBINE, NATURAL GAS | 49 | 13500 | NOT COGEN | 74.2 | 1986-01-01 | SMUD | SMUD | SACRAMENTO | MCCLELLAN AFB | SMUD | SMUD | FALSE | SC
G0662 | WALNUT |  | OIL/GAS | OIL/GAS | NATURAL GAS | COMBUSTION TURBINE | 48.5 | 10500 | NOT COGEN | 50 | 1986-05-01 | TID | TID | STANISLAUS | 325 WASHINGTON AVE | TID | TID | FALSE | SC
H0440 | SAN FRANCISQUITO 2 |  | HYDROELECTRIC | HYDRO | HYDRO | RUN-OF-RIVER, TURBINE - PIPELINE | 47 | 1 | NOT COGEN | 42 | 1920-07-06 | LADWP | LADWP | LOS ANGELES | 32400 SAN FRANCISQUITO CANYON ROAD | LADWP | LADWP | FALSE
H0532 | UNION VALLEY |  | HYDROELECTRIC | HYDRO | HYDRO | HYDRO,WATER | 46.7 | 1 | NOT COGEN | 46.7 | 1963-10-01 | SMUD | SMUD | EL DORADO |  | SMUD | SMUD | FALSE
G0504 | ROCKWOOD |  | OIL/GAS | OIL/GAS | NATURAL GAS | COMBUSTION TURBINE | 46 | 13500 | NOT COGEN | 50 | 1979-06-01 | IID | IID | IMPERIAL | 4195 DOGWOOD ROAD | IID | IID | FALSE | SC
G0026 | ANAHEIM GAS TURBINE |  | OIL/GAS | OIL/GAS | NATURAL GAS | GAS TURBINE, NATURAL GAS | 45.55 | 7700 | NOT COGEN | 49.3 | 1988-06-13 | ANAHEIM | ANAHEIM | ORANGE | 1144 N KRAEMER BLVD | ANAHEIM PUBLIC UTILTIES DEPT. | CITY OF ANAHEIM | FALSE
G0364 | MOBILE GT | MOBILE UNIT #1; CONTRA COSTA MOBILE, MOBILE UNIT #1 | OIL/GAS | OIL/GAS | NATURAL GAS | GAS COMBUSTION TURBINE | 45 | 13500 | NOT COGEN | 39.9 | 1975-08-01 | PG&E | NP15 | CONTRA COSTA | 1456 WILBUR AVE | PG&E | PG&E | FALSE | SC
H0095 | CHICAGO PARK |  | HYDROELECTRIC | HYDRO | HYDRO | HYDRO, WATER | 44 | 1 | NOT COGEN | 44 | 1965-11-01 | PG&E | NP15 | NEVADA |  |  | NID | FALSE
H0431 | SALT SPRINGS |  | HYDROELECTRIC | HYDRO | HYDRO | HYDRO,WATER | 44 | 1 | NOT COGEN | 42 | 1931-06-01 | PG&E | NP15 | AMADOR |  |  | PG&E | FALSE
G0360 | MIRAMAR |  | OIL/GAS | OIL/GAS | NATURAL GAS | COMBUSTION TURBINE | 43.1 | 13500 | NOT COGEN | 47.2 | 1972-05-01 | SDG&E | SP15 | SAN DIEGO | 6897 CONSOLIDATED WAY | SDG&E | DYNERGY POWER AND NRG ENERGY, INC. | FALSE | SC
G0760 | O'BRIEN ENERGY SYSTEMS (SANTA MARIA) |  | OIL/GAS | OIL/GAS | NATURAL GAS |  | 43 | 13500 | COGEN | 43 | 1986-04-01 | PG&E | NP15 | SANTA BARBARA | 1660 SINTON ROAD |  |  | FALSE | SC
G0764 | UCLA COGENERATION | A.K.A. SOUTH CAMPUS CENTRAL CHILLER COGEN | OIL/GAS | OIL/GAS | NATURAL GAS |  | 43 | 13500 | COGEN | 43 | 1994-01-06 | SCE | SP15 | LOS ANGELES | 721 CIRCLE DRIVE SOUTH | PARSONS MUNICIPAL SERVICES | UCLA REGENTS | FALSE | SC
G0063 | BURBANK | A.K.A. BURBANK COMBINED CYCLE | OIL/GAS | OIL/GAS | NATURAL GAS | COMBINED CYCLE | 42 | 13500 | NOT COGEN |  |  | BURBANK | BURBANK | LOS ANGELES | 164 WEST MAGNOLIA BLVD |  | BURBANK | FALSE | SC
G0398 | NORTH ISLAND |  | OIL/GAS | OIL/GAS | NATURAL GAS | COMBUSTION TURBINE WITH WASTE HEAT | 41 | 13500 | NOT COGEN | 52.2 | 1972-06-01 | SDG&E | SP15 | SAN DIEGO | END OF HWY 282, WEST OF ORANGE AVE, ROGERS ROAD AT QUAY STREET | SDG&E | DYNERGY POWER AND NRG ENERGY, INC. | FALSE | SC
H0057 | BUTT VALLEY |  | HYDROELECTRIC | HYDRO | HYDRO | HYDRO, WATER | 40 | 1 | NOT COGEN | 40 | 1958-12-01 | PG&E | NP15 | PLUMAS | NORTH END OF BUTT VALLEY |  | PG&E | FALSE
H0328 | MIDDLE GORGE |  | HYDROELECTRIC | HYDRO | HYDRO | HYDRAULIC TURBINE - PIPELINE | 38 | 1 | NOT COGEN | 37.5 | 1952-05-01 | LADWP | LADWP | MONO | OWENS RIVER, 18.5 MILES NORTH OF BISHOP | LADWP | LADWP | FALSE
H0110 | CONTROL GORGE |  | HYDROELECTRIC | HYDRO | HYDRO | RUN-OF-RIVER, GAS TURBINE | 38 | 1 | NOT COGEN | 37.5 | 1952-04-01 | LADWP | LADWP | INYO | OWENS RIVER, 14.3 MILES NORTH OF BISHOP | LADWP | LADWP | FALSE
H0265 | KERCKHOFF 1 |  | HYDROELECTRIC | HYDRO | HYDRO | HYDRO, WATER | 38 | 1 | NOT COGEN | 34.2 | 1920-08-01 | PG&E | NP15 | FRESNO |  |  | PG&E | FALSE
H0269 | KERN RIVER 3 |  | HYDROELECTRIC | HYDRO | HYDRO | HYDRO, WATER | 36.8 | 1 | NOT COGEN | 40.2 | 1921-03-01 | SCE | SP15 | KERN |  | SCE | SCE | FALSE
H0536 | UPPER GORGE |  | HYDROELECTRIC | HYDRO | HYDRO | HYDRAULIC TURBINE - PIPELINE | 36 | 1 | NOT COGEN | 37.5 | 1953-06-01 | LADWP | LADWP | MONO | OWENS RIVER, 21.8 MILES NORTH OF BISHOP, S. OF LAKE CROWLEY | LADWP | LADWP | FALSE
H0019 | BALCH 1 |  | HYDROELECTRIC | HYDRO | HYDRO | HYDRO, WATER | 34 | 1 | NOT COGEN | 31 | 1927-02-01 | PG&E | NP15 | FRESNO |  |  | PG&E | FALSE
H0337 | MOJAVE SIPHON |  | HYDROELECTRIC | HYDRO | HYDRO | HYDRAULIC TURBINE - PIPELINE | 32.4 | 1 | NOT COGEN | 32.4 | 1995-06-01 | SCE | SP15 | SAN BERNARDINO |  | CDWR | CDWR | FALSE
G0652 | VERNON |  | OIL/GAS | OIL/GAS | NATURAL GAS | INTERNAL COMBUSTION | 30.6 | 13500 | NOT COGEN | 41.8 | 1933-01-01 | VERNON | VERNON | LOS ANGELES | 2715 E 50TH ST | VERNON MUNICIPAL LIGHT DEPT. | CITY OF VERNON | FALSE | SC
G0763 | UCLA SOUTH CAMPUS CENTRAL CHILLER COGEN |  | OIL/GAS | OIL/GAS | NATURAL GAS |  | 30.4 | 13500 | COGEN | 30.4 | 1990-04-01 | SCE | SP15 | LOS ANGELES | 405 HILGUARD AVENUE | PARSONS MAIN, INCORPORATED | UCLA REGENTS | FALSE | SC
H0380 | PARDEE DAM |  | HYDROELECTRIC | HYDRO | HYDRO | HYDRO, WATER | 29.7 | 1 | NOT COGEN | 23.597 | 1930-07-01 | PG&E | NP15 | AMADOR | PARDEE CENTER | EBMUD | EBMUD | FALSE
H0112 | COPCO 2 |  | HYDROELECTRIC | HYDRO | HYDRO | HYDRAULIC TURBINE - CONVENTIONAL | 29.6 | 1 | NOT COGEN | 27 | 1925-07-01 | PCORP | PCORP | SISKIYOU |  |  | PCORP | FALSE
W0232 | TRES VAQUEROS WINDFARMS, LLC |  | WIND | WIND | WIND |  | 28.3 | 3 | NOT COGEN |  |  | SCE | SP15 | ALAMEDA | 8001 VASCO ROAD |  |  | FALSE
G0765 | WILMINGTON COGENERATION |  | OIL/GAS | OIL/GAS | NATURAL GAS |  | 28 | 13500 | COGEN | 28.25 | 1988-12-01 | SCE | SP15 | LOS ANGELES | 2300 EAST PACIFIC COAST HWY |  | PRAXAIR INCORPORATED | FALSE | SC
W0226 | CAMERON RIDGE LLC (III) |  | WIND | WIND | WIND |  | 27.32 | 3 | NOT COGEN |  |  | SCE | SP15 | KERN | 106538 CAMERON RIDGE ROAD |  |  | FALSE
H0191 | FORBESTOWN |  | HYDROELECTRIC | HYDRO | HYDRO | HYDRO, WATER | 27 | 1 | NOT COGEN | 29 | 1962-01-01 | PG&E | NP15 | BUTTE |  | OWID | OWID | FALSE
G0380 | LODI | LODI CT | OIL/GAS | OIL/GAS | NATURAL GAS | COMBUSTION TURBINE | 26.45 | 13500 | NOT COGEN | 25.2 | 1986-02-01 | PG&E | NP15 | SAN JOAQUIN | 1120 NORTH LOWER SACRAMENTO RIVER | NCPA | NCPA (75%), CSC (25%) | FALSE | SC
G0758 | CIVIC CENTER COGENERATION |  | OIL/GAS | OIL/GAS | NATURAL GAS |  | 26.4 | 15000 | COGEN | 26.4 | 1988-05-01 | SCE | SP15 | LOS ANGELES | 301 NORTH BROADWAY |  |  | FALSE | SC
H0157 | DUTCH FLAT 2 |  | HYDROELECTRIC | HYDRO | HYDRO |  | 26 | 1 | NOT COGEN | 27.3 | 1965-11-01 | PG&E | NP15 | NEVADA |  |  | NID | FALSE
G0389 | NAVAL STATION | F.K.A. NAVAL STATIC, NAVAL TRAINING CENTER | OIL/GAS | OIL/GAS | NATURAL GAS | COMBUSTION TURBINE WITH WASTE HEAT | 26 | 25000 | COGEN | 28.3 | 1976-09-01 | SDG&E | SP15 | SAN DIEGO | VESTA STREET | SDG&E | DYNERGY POWER AND NRG ENERGY, INC. | FALSE | SC
G0174 | DIESELS |  | OIL/GAS | OIL/GAS | DIESEL |  | 26 | 25000 | NOT COGEN | 26 |  | VERNON | VERNON | LOS ANGELES | 2705 SOTO STREET |  |  | FALSE | SC
H0111 | COPCO 1 |  | HYDROELECTRIC | HYDRO | HYDRO | HYDRAULIC TURBINE - CONVENTIONAL | 25 | 1 | NOT COGEN | 20 | 1918-01-01 | PCORP | PCORP | SISKIYOU |  |  | PCORP | FALSE
H0414 | ROBBS PEAK |  | HYDROELECTRIC | HYDRO | HYDRO | HYDRO, WATER | 25 | 1 | NOT COGEN | 29.5 | 1965-10-01 | SMUD | SMUD | EL DORADO |  | SMUD | SMUD | FALSE
H0268 | KERN RIVER 1 |  | HYDROELECTRIC | HYDRO | HYDRO | HYDRO, WATER | 24.8 | 1 | NOT COGEN | 26 | 1907-05-01 | SCE | SP15 | KERN |  | SCE | SCE | FALSE
H0174 | ETIWANDA I |  | HYDROELECTRIC | HYDRO | HYDRO | HYDRAULIC TURBINE - PIPELINE | 23.9 | 1 | NOT COGEN | 23.9 | 1994-06-01 | SCE | SP15 | SAN BERNARDINO | 8248 ETIWANDA AVE | METROPOLITAN WATER DISTRICT | METROPOLITAN WATER DISTRICT | FALSE
H0213 | GRIZZLY | A.K.A. BUCKS CREEK | HYDROELECTRIC | HYDRO | HYDRO | HYDRO,WATER | 22.95 | 1 | NOT COGEN | 22 | 1993-11-01 | PG&E | NP15 | PLUMAS |  |  | CSC | FALSE
H0156 | DUTCH FLAT 1 |  | HYDROELECTRIC | HYDRO | HYDRO |  | 22 | 1 | NOT COGEN | 22 | 1943-03-01 | PG&E | NP15 | PLACER |  |  | PG&E | FALSE
W0105 | PATTERSON PASS WIND FARM LLC |  | WIND | WIND | WIND |  | 22 | 3 | NOT COGEN | 21.84 | 1985-04-02 | PG&E | NP15 | SAN JOAQUIN | 14680 PATTERSON PASS ROAD | FORAS SERVICE CORP | FORAS ENERGY | FALSE
W0231 | N.N. |  | WIND | WIND | WIND |  | 21.795 | 3 | NOT COGEN |  | 1997-01-01 | SCE | SP15 | KERN | 101 EAST TERNIUS TAHACHAPI BLD |  |  | FALSE
G0059 | BRAWLEY |  | OIL/GAS | OIL/GAS | DISTILLATE OIL | COMBUSTION TURBINE | 20 | 15000 | NOT COGEN | 23 | 1986-06-27 | IID | IID | IMPERIAL | 750 DOGWOOD ROAD | IID | IID | FALSE | SC
H0570 | A.G. WISHON |  | HYDROELECTRIC | HYDRO | HYDRO | HYDRO, WATER | 20 | 1 | NOT COGEN | 12.8 | 1910-09-01 | PG&E | NP15 | MADERA |  |  | PG&E | FALSE
H0245 | IRON GATE |  | HYDROELECTRIC | HYDRO | HYDRO | HYDRAULIC TURBINE - CONVENTIONAL | 19.75 | 1 | NOT COGEN | 18 | 1962-02-01 | PCORP | PCORP | SISKIYOU |  |  | PCORP | FALSE
H0130 | DE SABLA | A.K.A. FORKS OF BUTTE HYDRO | HYDROELECTRIC | HYDRO | HYDRO | HYDRO, WATER | 18.5 | 1 | NOT COGEN | 18.5 | 1962-12-01 | PG&E | NP15 | BUTTE | ACCESS ROAD |  | PG&E | FALSE
H0151 | DROP 4 |  | HYDROELECTRIC | HYDRO | HYDRO | HYDRAULIC TURBINE - CONVENTIONAL | 18.05 | 1 | NOT COGEN | 19.6 | 1941-02-01 | IID | IID | IMPERIAL |  | IID | IID | FALSE
G0189 | EL CAJON |  | OIL/GAS | OIL/GAS | DISTILLATE OIL | COMBUSTION TURBINE | 18 | 15000 | NOT COGEN | 18 | 1989-10-10 | SDG&E | SP15 | SAN DIEGO | 800 WEST MAIN STREET | SDG&E | DYNERGY POWER AND NRG ENERGY, INC. | FALSE | SC
G0175 | DIVISION |  | OIL/GAS | OIL/GAS | DISTILLATE OIL | COMBUSTION TURBINE | 17.5 | 15000 | NOT COGEN | 18 | 1990-01-01 | SDG&E | SP15 | SAN DIEGO | HARBOR DR & VESTA | SDG&E | SDG&E | FALSE | SC
H0569 | WISE |  | HYDROELECTRIC | HYDRO | HYDRO | HYDRO,WATER | 17.1 | 1 | NOT COGEN | 16.5 | 1917-03-01 | PG&E | NP15 | PLACER |  |  | PG&E | FALSE
H0527 | TULLOCH |  | HYDROELECTRIC | HYDRO | HYDRO | HYDRO, WATER | 17 | 1 | NOT COGEN | 17.2 | 1958-06-01 | PG&E | NP15 | TUOLUMNE |  |  | O&SSJID | FALSE
H0195 | FRENCH MEADOWS |  | HYDROELECTRIC | HYDRO | HYDRO | HYDRO,WATER | 17 | 1 | NOT COGEN | 15.3 | 1966-10-01 | PG&E | NP15 | PLACER |  | PCWA | PCWA | FALSE
H0360 | NIMBUS DAM |  | HYDROELECTRIC | HYDRO | HYDRO | HYDRO, WATER | 16.6 | 1 | NOT COGEN | 13.6 | 1955-02-01 | PG&E | NP15 | SACRAMENTO |  | USBR | USBR | FALSE
G0294 | KINGS BEACH |  | OIL/GAS | OIL/GAS | DIESEL | INTERNAL COMBUSTION | 16.2 | 15000 | NOT COGEN | 16.8 | 1969-01-01 | SPPC | SPPC | PLACER | OFF STATE RT 431, 36 MI SW OF RENO | SPPC | SPPC | FALSE | SC
G0385 | NTC CENTRAL | A.K.A. NAVAL TRAINING CENTER | OIL/GAS | OIL/GAS | NATURAL GAS | COMBUSTION TURBINE WITH WASTE HEAT | 16 | 15000 | COGEN | 21.2 | 1968-11-01 | SDG&E | SP15 | SAN DIEGO | 5555 MOREHOUSE DRIVE | SDG&E | SDG&E | FALSE | SC
H0558 | WEST POINT |  | HYDROELECTRIC | HYDRO | HYDRO | HYDRO,WATER | 14.5 | 1 | NOT COGEN | 13.6 | 1948-11-01 | PG&E | NP15 | AMADOR |  |  | PG&E | FALSE
H0363 | O'NEILL |  | HYDROELECTRIC | HYDRO | PUMPED STORAGE | PUMPED STORAGE, WATER | 14.4 | 1 | NOT COGEN | 25.2 | 1967-09-01 | PG&E | NP15 | MERCED |  | USBR | USBR | FALSE
H0106 | COLEMAN |  | HYDROELECTRIC | HYDRO | HYDRO | HYDRO, WATER | 13 | 1 | NOT COGEN | 12.2 | 1979-06-01 | PG&E | NP15 | TEHAMA |  |  | PG&E | FALSE
H0424 | ROLLINS |  | HYDROELECTRIC | HYDRO | HYDRO | HYDRO, WATER | 12.15 | 1 | NOT COGEN | 12.1 | 1980-08-01 | PG&E | NP15 | NEVADA |  |  | NID | FALSE
H0348 | NARROWS |  | HYDROELECTRIC | HYDRO | HYDRO | HYDRO, WATER | 12 | 1 | NOT COGEN | 10.2 | 1943-12-01 | PG&E | NP15 | NEVADA | OFF MOONE FLAT ROAD |  | PG&E | FALSE
H0343 | MONTICELLO |  | HYDROELECTRIC | HYDRO | HYDRO | HYDRO, WATER | 11.9 | 1 | NOT COGEN | 11.5 | 1983-07-01 | PG&E | NP15 | NAPA |  |  | SID | FALSE
H0357 | NEWCASTLE |  | HYDROELECTRIC | HYDRO | HYDRO | HYDRO, WATER | 11.5 | 1 | NOT COGEN | 12.7 | 1986-10-01 | PG&E | NP15 | PLACER |  |  | PG&E | FALSE
H0267 | KERN CANYON |  | HYDROELECTRIC | HYDRO | HYDRO | HYDRO, WATER | 11.5 | 1 | NOT COGEN | 9.5 | 1921-08-01 | PG&E | NP15 | KERN |  |  | PG&E | FALSE
H0255 | JONES FORK |  | HYDROELECTRIC | HYDRO | HYDRO | HYFRO,WATER | 11.5 | 1 | NOT COGEN | 11.5 | 1985-04-01 | SMUD | SMUD | EL DORADO |  | SMUD | SMUD | FALSE
H0426 | RUSH CREEK |  | HYDROELECTRIC | HYDRO | HYDRO | HYDRO, WATER | 11.5 | 1 | NOT COGEN | 8.4 | 1916-10-01 | SCE | SP15 | MONO |  | SCE | SCE | FALSE
H0217 | HALSEY |  | HYDROELECTRIC | HYDRO | HYDRO | HYDRO, WATER | 11 | 1 | NOT COGEN | 13.6 | 1916-12-01 | PG&E | NP15 | PLACER |  |  | PG&E | FALSE
H0048 | BOREL |  | HYDROELECTRIC | HYDRO | HYDRO | HYDRO, WATER | 11 | 1 | NOT COGEN | 12 | 1904-12-01 | SCE | SP15 | KERN |  | SCE | SCE | FALSE
H0188 | FOOTHILL FEEDER |  | HYDROELECTRIC | HYDRO | HYDRO | HYDRAULIC TURBINE - PIPELINE | 11 | 1 | NOT COGEN | 9 | 1981-04-01 | SCE | SP15 | LOS ANGELES | 31849 N. LAKE HUGHES ROAD | METROPOLITAN WATER DISTRICT | METROPOLITAN WATER DISTRICT | FALSE
H0398 | POOLE 1 |  | HYDROELECTRIC | HYDRO | HYDRO | HYDRO, WATER | 10.9 | 1 | NOT COGEN | 11.3 | 1924-06-01 | SCE | SP15 | MONO |  | SCE | SCE | FALSE
H0499 | PORTAL 1 |  | HYDROELECTRIC | HYDRO | HYDRO | HYDRO, WATER | 10.5 | 1 | NOT COGEN | 10.8 | 1956-12-01 | SCE | SP15 | FRESNO |  | SCE | SCE | FALSE
H0189 | FOOTHILL |  | HYDROELECTRIC | HYDRO | HYDRO | RUN-OF-RIVER, GAS TURBINE | 10 | 1 | NOT COGEN | 11 | 1971-10-06 | LADWP | LADWP | LOS ANGELES | 14351 SAN FERNANDO ROAD | LADWP | LADWP | FALSE
H0541 | VENICE SMALL CONDUIT |  | HYDROELECTRIC | HYDRO | HYDRO | HYDRAULIC TURBINE - PIPELINE | 10 | 1 | NOT COGEN | 10.1 | 1982-08-01 | SCE | SP15 | LOS ANGELES | 3815 SEPULVEDA BLVD | METROPOLITAN WATER DISTRICT | METROPOLITAN WATER DISTRICT | FALSE
H0437 | SAN DIMAS |  | HYDROELECTRIC | HYDRO | HYDRO | HYDRAULIC TURBINE - PIPELINE | 10 | 1 | NOT COGEN | 9.9 | 1981-06-01 | SCE | SP15 | LOS ANGELES | 1507 SYCAMORE CANYON ROAD | METROPOLITAN WATER DISTRICT | METROPOLITAN WATER DISTRICT | FALSE
W0227 | CAMERON RIDG (IV) |  | WIND | WIND | WIND |  | 9.68 | 3 | NOT COGEN |  |  | SCE | SP15 | KERN | 106538 CAMERON RIDGE ROAD |  |  | FALSE
H0022 | BEARDSLEY |  | HYDROELECTRIC | HYDRO | HYDRO | HYDRO, WATER | 9.5 | 1 | NOT COGEN | 10 | 1957-05-01 | PG&E | NP15 | TUOLUMNE | WEST END OF BEARDSLEY RESERVOIR |  | O&SSJID | FALSE
H0401 | POTTER VALLEY |  | HYDROELECTRIC | HYDRO | HYDRO | HYDRO,WATER | 9.2 | 1 | NOT COGEN | 9.5 | 1908-04-01 | PG&E | NP15 | MENDOCINO | 2541 N. STATE ST. |  | PG&E | FALSE
H0149 | DROP 2 |  | HYDROELECTRIC | HYDRO | HYDRO | HYDRAULIC TURBINE - CONVENTIONAL | 9 | 1 | NOT COGEN | 10 | 1953-12-01 | IID | IID | IMPERIAL |  | IID | IID | FALSE
H0150 | DROP 3 |  | HYDROELECTRIC | HYDRO | HYDRO | HYDRAULIC TURBINE - CONVENTIONAL | 9 | 1 | NOT COGEN | 9.8 | 1941-02-01 | IID | IID | IMPERIAL |  | IID | IID | FALSE
H0472 | SEPULVEDA CANYON |  | HYDROELECTRIC | HYDRO | HYDRO | HYDRAULIC TURBINE - PIPELINE | 9 | 1 | NOT COGEN | 8.5 | 1982-06-01 | LADWP | LADWP | LOS ANGELES | 1751 N. SEPULVDEA BLVD | METROPOLITAN WATER DISTRICT | METROPOLITAN WATER DISTRICT | FALSE
E0164 | GEORGIA PACIFIC (MARTELL) |  | WTE | BIOMASS | WOODWASTE |  | 9 | 4 | NOT COGEN | 18 | 1986-01-01 | PG&E | NP15 | AMADOR | HWY 49 | GEORGIA PACIFIC CORP | WHEELABRATOR | FALSE
H0263 | KELLY RIDGE |  | HYDROELECTRIC | HYDRO | HYDRO | HYDRO, WATER | 9 | 1 | NOT COGEN | 10 | 1963-01-01 | PG&E | NP15 | BUTTE |  | OWID | OWID | FALSE
H0545 | VOLTA 1 |  | HYDROELECTRIC | HYDRO | HYDRO | HYDRO,WATER | 9 | 1 | NOT COGEN | 8.6 | 1980-04-01 | PG&E | NP15 | SHASTA | MANTONWISHOR ROAD |  | PG&E | FALSE
H0304 | MADERA CANAL |  | HYDROELECTRIC | HYDRO | HYDRO |  | 8.8 | 1 | NOT COGEN |  | 1985-07-01 | PG&E | NP15 | MADERA |  |  | FRIANT POWER AUTHORITY | FALSE
H0222 | HAT CREEK 2 |  | HYDROELECTRIC | HYDRO | HYDRO | HYDRO, WATER | 8.5 | 1 | NOT COGEN | 10 | 1921-09-01 | PG&E | NP15 | SHASTA |  |  | PG&E | FALSE
H0221 | HAT CREEK 1 |  | HYDROELECTRIC | HYDRO | HYDRO | HYDRO, WATER | 8.5 | 1 | NOT COGEN | 10 | 1921-08-01 | PG&E | NP15 | SHASTA |  |  | PG&E | FALSE
H0484 | SLY CREEK |  | HYDROELECTRIC | HYDRO | HYDRO | HYDRO, WATER | 8 | 1 | NOT COGEN | 12.1 | 1983-11-01 | PG&E | NP15 | BUTTE |  | OWID | OWID | FALSE
H0316 | MCSWAIN |  | HYDROELECTRIC | HYDRO | HYDRO | HYDRAULIC TURBINE-PIPELINE | 8 | 1 | NOT COGEN | 9 | 1967-08-01 | PG&E | NP15 | MARIPOSA |  | MEID | MEID | FALSE
H0244 | INSKIP |  | HYDROELECTRIC | HYDRO | HYDRO | HYDRO, WATER | 8 | 1 | NOT COGEN | 7.7 | 1979-10-01 | PG&E | NP15 | TEHAMA |  |  | PG&E | FALSE
H0043 | BISHOP CREEK 4 |  | HYDROELECTRIC | HYDRO | HYDRO | HYDRO, WATER | 8 | 1 | NOT COGEN | 8 | 1905-09-01 | SCE | SP15 | INYO |  | SCE | SCE | FALSE
H0382 | PERRIS SMALL CONDUIT |  | HYDROELECTRIC | HYDRO | HYDRO | HYDRAULIC TURBINE - PIPELINE | 8 | 1 | NOT COGEN | 7.9 | 1983-05-01 | SCE | SP15 | RIVERSIDE | 17801 LAKE PERRIS AVE | METROPOLITAN WATER DISTRICT | METROPOLITAN WATER DISTRICT | FALSE
W0225 | WINDLAND, INC. |  | WIND | WIND | WIND |  | 8 | 3 | NOT COGEN |  |  | SCE | SP15 | KERN | 10901 CAMERON ROAD |  |  | FALSE
H0042 | BISHOP CREEK 3 |  | HYDROELECTRIC | HYDRO | HYDRO | HYDRO, WATER | 7.9 | 1 | NOT COGEN | 7.6 | 1913-06-01 | SCE | SP15 | INYO |  | SCE | SCE | FALSE
H0041 | BISHOP CREEK 2 |  | HYDROELECTRIC | HYDRO | HYDRO | HYDRO, WATER | 7.5 | 1 | NOT COGEN | 7.3 | 1908-11-01 | SCE | SP15 | INYO |  | SCE | SCE | FALSE
H0471 | SENATOR WASH |  | HYDROELECTRIC | HYDRO | HYDRO |  | 7.2 | 1 | NOT COGEN |  | 1986-08-01 | IID | IID | IMPERIAL |  | USBR | USBR | FALSE
H0385 | PILOT KNOB |  | HYDROELECTRIC | HYDRO | HYDRO | HRDRO,WATER | 7 | 1 | NOT COGEN | 33 | 1957-01-01 | IID | IID | IMPERIAL |  | IID | IID | FALSE
H0490 | SPAULDING 1 |  | HYDROELECTRIC | HYDRO | HYDRO | HYDRO,WATER | 7 | 1 | NOT COGEN | 7 | 1928-05-01 | PG&E | NP15 | NEVADA |  |  | PG&E | FALSE
H0096 | CHILI BAR |  | HYDROELECTRIC | HYDRO | HYDRO | HYDRO, WATER | 7 | 1 | NOT COGEN | 7 | 1965-03-01 | PG&E | NP15 | EL DORADO |  |  | PG&E | FALSE
H0486 | SOUTH |  | HYDROELECTRIC | HYDRO | HYDRO | HYDRO,WATER | 7 | 1 | NOT COGEN | 6.8 | 1979-12-01 | PG&E | NP15 | TEHAMA |  |  | PG&E | FALSE
H0495 | SPRING GAP |  | HYDROELECTRIC | HYDRO | HYDRO | HYDRO,WATER | 7 | 1 | NOT COGEN | 6 | 1921-09-01 | PG&E | NP15 | TUOLUMNE |  |  | PG&E | FALSE
E0173 | MM WEST COVINA LLC 2 |  | WTE | LANDFILL GAS | LANDFILL GAS | LANDFILL GAS | 6.8 | 25000 | NOT COGEN |  | 1999-01-01 | LADWP | LADWP | LOS ANGELES | 2210 S. AZUSA AVE |  |  | FALSE | sc
H0083 | CAMP FAR WEST |  | HYDROELECTRIC | HYDRO | HYDRO | HYDRO,WATER | 6.8 | 1 | NOT COGEN | 6.8 | 1985-01-01 | SMUD | SMUD | PLACER | 7 MILES NORTH OF WHEATLAND | SMUD | SOUTH SUTTER WATER DISTRICT (SSWD) | FALSE
E0172 | MM WEST COVINA LLC 1 |  | WTE | LANDFILL GAS | LANDFILL GAS | LANDFILL GAS | 6.5 | 25000 | NOT COGEN |  | 1993-01-01 | LADWP | LADWP | LOS ANGELES | 2210 S. AZUSA AVE |  |  | FALSE | sc
H0438 | SAN FERNANDO | SAN FERNANDO #1-#2 | HYDROELECTRIC | HYDRO | HYDRO | RUN-OF-RIVER, TURBINE - PIPELINE | 6.4 | 1 | NOT COGEN | 5.6 | 1922-10-22 | LADWP | LADWP | LOS ANGELES | 14031 SAN FERNANDO ROAD | LADWP | LADWP | FALSE
H0216 | HAIWEE |  | HYDROELECTRIC | HYDRO | HYDRO | RUN-OF-RIVER, GAS TURBINE | 6.4 | 1 | NOT COGEN | 5.6 | 1927-07-01 | LADWP | LADWP | INYO | SOUTH HAIWEE RD, 13.5 MILES SOUTH OF OLANCHA | LADWP | LADWP | FALSE
H0523 | TULE RIVER |  | HYDROELECTRIC | HYDRO | HYDRO | HYDRO,WATER | 6.4 | 1 | NOT COGEN | 8.6 | 1914-01-01 | PG&E | NP15 | TULARE |  |  | SCE | FALSE
G0761 | SANTA BARBARA COTTAGE HOSPITAL |  | OIL/GAS | OIL/GAS | NATURAL GAS |  | 6.4 | 25000 | COGEN | 6.4 | 1985-12-01 | PG&E | NP15 | SANTA BARBARA | PUEBLO AT BATH STREET |  |  | FALSE | sc
H0092 | CENTERVILLE |  | HYDROELECTRIC | HYDRO | HYDRO | HYDRO, WATER | 6.4 | 1 | NOT COGEN | 6.4 | 1900-05-01 | PG&E | NP15 | BUTTE |  |  | PG&E | FALSE
H0046 | BLACK BUTTE |  | HYDROELECTRIC | HYDRO | HYDRO | HYDRO, WATER | 6.2 | 1 | NOT COGEN | 6.2 | 1988-10-01 | PG&E | NP15 | TEHAMA |  |  | CITY OF SANTA CLARA | FALSE
H0374 | OXBOW |  | HYDROELECTRIC | HYDRO | HYDRO | HYDRO,WATER | 6 | 1 | NOT COGEN | 6.1 | 1966-10-01 | PG&E | NP15 | EL DORADO |  |  | PCWA | FALSE
H0408 | RED MOUNTAIN |  | HYDROELECTRIC | HYDRO | HYDRO | HYDRAULIC TURBINE - PIPELINE | 6 | 1 | NOT COGEN | 5.9 | 1985-03-03 | SCE | SP15 | SAN DIEGO | 3500 MISSION ROAD | METROPOLITAN WATER DISTRICT | METROPOLITAN WATER DISTRICT | FALSE
H0535 | UPPER DAWSON |  | HYDROELECTRIC | HYDRO | HYDRO |  | 6 | 1 | NOT COGEN | 6 | 1983-11-01 | TID | TID | TUOLUMNE | 707 LA GRANGE DAM ROAD | TID | TID | FALSE
G0114 | CITY OF SANTA CLARA |  | OIL/GAS | OIL/GAS | NATURAL GAS | COMBUSTION TURBINE WITH WASTE HEAT | 5.8 | 25000 | COGEN | 5.8 | 1982-06-01 | CSC | CSC | SANTA CLARA | 524 ROBERT AVENUE |  | CSC | FALSE | sc
H0492 | SPAULDING 3 |  | HYDROELECTRIC | HYDRO | HYDRO | HYDRO,WATER | 5.8 | 1 | NOT COGEN | 6.6 | 1929-01-01 | PG&E | NP15 | NEVADA |  |  | PG&E | FALSE
H0356 | NEW SPICER MEADOW | NEW SPICER | HYDROELECTRIC | HYDRO | HYDRO |  | 5.764 | 1 | NOT COGEN | 6 | 1990-02-01 | PG&E | NP15 | TUOLUMNE |  | NCPA | CCWD | FALSE
H0133 | DEER CREEK |  | HYDROELECTRIC | HYDRO | HYDRO | HYDRO, WATER | 5.7 | 1 | NOT COGEN | 5.5 | 1908-05-01 | PG&E | NP15 | NEVADA |  |  | PG&E | FALSE
G0461 | PORTOLA |  | OIL/GAS | OIL/GAS | DIESEL | INTERNAL COMBUSTION | 5.7 | 25000 | NOT COGEN | 6 | 1960-01-01 | SPPC | SPPC | PLUMAS | OFF STATE RT 70, 68 MI NW OF RENO | SPPC | SPPC | FALSE | sc
E0179 | NEWBY LAND |  | WTE | LANDFILL GAS | LANDFILL GAS | RECIPROCATING ENGINE | 5.3 | 4 | NOT COGEN | 5.5 |  | PG&E | NP15 | SANTA CLARA |  | FBI | BFI | FALSE
H0148 | DROP 1 |  | HYDROELECTRIC | HYDRO | HYDRO | HYDRO, WATER | 5.2 | 1 | NOT COGEN | 6 | 1984-10-01 | IID | IID | IMPERIAL |  | IID | IID | FALSE
H0500 | STONY GORGE |  | HYDROELECTRIC | HYDRO | HYDRO | HYDRO, WATER | 5 | 1 | NOT COGEN | 5 | 1986-03-01 | PG&E | NP15 | GLENN |  |  | CSC | FALSE
H0284 | LAKE SISKIYOU |  | HYDROELECTRIC | HYDRO | HYDRO |  | 5 | 1 | NOT COGEN |  | 1986-11-01 | PCORP | PCORP | SISKIYOU |  | MERCED COMPANIES | SYNERGICS INC. | FALSE
H0577 | YORBA LINDA FEEDER |  | HYDROELECTRIC | HYDRO | HYDRO | HYDRAULIC TURBINE - PIPELINE | 5 | 1 | NOT COGEN | 5.1 | 1981-11-01 | SCE | SP15 | ORANGE | 3972 VALLEY VIEW AVE | METROPOLITAN WATER DISTRICT | METROPOLITAN WATER DISTRICT | FALSE
H0282 | LAKE MATHEWS | A.K.A. COLO AQUEDUCT | HYDROELECTRIC | HYDRO | HYDRO | HYDRAULIC TURBINE - PIPELINE | 5 | 1 | NOT COGEN | 4.9 | 1980-08-01 | SCE | SP15 | RIVERSIDE | 18250 LA SIERRA AVENUE | METROPOLITAN WATER DISTRICT | METROPOLITAN WATER DISTRICT | FALSE
H0218 | HAMILTON BRANCH |  | HYDROELECTRIC | HYDRO | HYDRO | HYDRO, WATER | 4.8 | 1 | NOT COGEN | 5.4 | 1921-08-01 | PG&E | NP15 | PLUMAS |  |  | PG&E | FALSE
H0261 | KAWEAH 3 |  | HYDROELECTRIC | HYDRO | HYDRO | HYDRO, WATER | 4.5 | 1 | NOT COGEN | 4.8 | 1913-05-01 | SCE | SP15 | TULARE |  | SCE | SCE | FALSE
H0491 | SPAULDING 2 |  | HYDROELECTRIC | HYDRO | HYDRO | HYDRO,WATER | 4.4 | 1 | NOT COGEN | 3.7 | 1928-07-01 | PG&E | NP15 | NEVADA |  |  | PG&E | FALSE
E0196 | MM WOODVILLE | WOODVILLE DISPOSAL SITE | WTE | LANDFILL GAS | LANDFILL GAS | RECIPROCATING ENGINE | 4.3 | 4 | NOT COGEN | 0.56 |  | SCE | SP15 | TULARE |  | TULARE COUNTY WASTE DIV. | MM WOODVILLE ENERGY LLC | FALSE
H0450 | SAN JOAQUIN 3 |  | HYDROELECTRIC | HYDRO | HYDRO | HYDRO,WATER | 4.2 | 1 | NOT COGEN | 4 | 1923-07-01 | PG&E | NP15 | MADERA |  |  | PG&E | FALSE
G0757 | CALIFORNIA INSTITUTE OF TECHNOLOGY | A.K.A. CAL-TECH | OIL/GAS | OIL/GAS | NATURAL GAS |  | 4.2 | 25000 | COGEN | 5.3 | 1984-03-01 | SCE | SP15 | LOS ANGELES | 950 SOUTH WILSON ST |  | CALIFORNIA INSTITUTE OF TECHNOLOGY | FALSE | sc
E0126 | GERBER COMPRESSOR STATION [8] |  | WTE | MSW | MSW | COMBUSTION TURBINE WITH WASTE HEAT | 4 | 25000 | COGEN | 3.7 | 1982-10-01 | PG&E | NP15 | TEHAMA | I-5 AND CHARD AVENUE |  |  | FALSE | sc
H0346 | MURPHYS |  | HYDROELECTRIC | HYDRO | HYDRO | HYDRO, WATER | 4 | 1 | NOT COGEN | 3.6 | 1953-12-01 | PG&E | NP15 | CALAVERAS |  |  | UTICA POWER AUTHIORITY | FALSE
H0539 | VALLEY VIEW |  | HYDROELECTRIC | HYDRO | HYDRO | HYDRAULIC TURBINE - PIPELINE | 3.85 | 1 | NOT COGEN | 4.1 | 1976-07-01 | SCE | SP15 | ORANGE | 4229 VALLEY VIEW AVE | METROPOLITAN WATER DISTRICT | METROPOLITAN WATER DISTRICT | FALSE
H0044 | BISHOP CREEK 5 |  | HYDROELECTRIC | HYDRO | HYDRO | HYDRO, WATER | 3.8 | 1 | NOT COGEN | 4.5 | 1919-06-01 | SCE | SP15 | INYO |  | SCE | SCE | FALSE
H0460 | SANTA ANA 1 |  | HYDROELECTRIC | HYDRO | HYDRO | HYDRO, WATER | 3.8 | 1 | NOT COGEN | 3.2 |  | SCE | SP15 | SAN BERNARDINO |  | SCE | SCE | FALSE
H0497 | STAMPEDE |  | HYDROELECTRIC | HYDRO | HYDRO | RUN-OF-RIVER, WATER | 3.7 | 1 | NOT COGEN | 3.7 | 1988-06-01 | PG&E | NP15 | SIERRA |  | USBR | USBR | FALSE
H0538 | UTICA |  | HYDROELECTRIC | HYDRO | HYDRO |  | 3.6 | 1 | NOT COGEN |  | 1953-12-01 | PG&E | NP15 | CALAVERAS |  |  | NCPA | FALSE
H0283 | LAKE MENDOCINO |  | HYDROELECTRIC | HYDRO | HYDRO | HYDRAULIC TURBINE - CONVENTIONAL | 3.5 | 1 | NOT COGEN | 3.5 | 1987-03-01 | PG&E | NP15 | MENDOCINO | 3000 LAKE MENDOCINO DR | CITY OF UKIAH | CITY OF UKIAH | FALSE
H0324 | MERCED FALLS |  | HYDROELECTRIC | HYDRO | HYDRO | HYDRO WATER | 3.5 | 1 | NOT COGEN | 3.4 | 1930-07-01 | PG&E | NP15 | MERCED |  |  | PG&E | FALSE
H0152 | DROP 5 |  | HYDROELECTRIC | HYDRO | HYDRO | HYDRAULIC TURBINE - CONVENTIONAL | 3.3 | 1 | NOT COGEN | 4 | 1982-03-01 | IID | IID | IMPERIAL |  | IID | IID | FALSE
H0530 | TURLOCK LAKE |  | HYDROELECTRIC | HYDRO | HYDRO | HYDRO, WATER | 3.3 | 1 | NOT COGEN | 3.3 | 1980-07-01 | TID | TID | STANISLAUS | 21642 DAVIS ROAD | TID | TID | FALSE
H0147 | DROP NO 1 |  | HYDROELECTRIC | HYDRO | HYDRO |  | 3.261 | 1 | NOT COGEN |  | 1980-07-01 | TID | TID | STANISLAUS |  | TID | TID | FALSE
H0276 | LA GRANGE |  | HYDROELECTRIC | HYDRO | HYDRO | HYDRO, WATER | 3.25 | 1 | NOT COGEN | 4.6 | 1991-01-01 | TID | TID | STANISLAUS | 1249 LA GRANGE DAM ROAD | TID | TID | FALSE
H0271 | KILARC |  | HYDROELECTRIC | HYDRO | HYDRO | HYDRO WATER | 3.2 | 1 | NOT COGEN | 3 | 1903-10-01 | PG&E | NP15 | SHASTA |  |  | PG&E | FALSE
H0449 | SAN JOAQUIN 2 |  | HYDROELECTRIC | HYDRO | HYDRO | HYDRO,WATER | 3.2 | 1 | NOT COGEN | 2.9 | 1917-09-01 | PG&E | NP15 | MADERA |  |  | PG&E | FALSE
W0224 | WINDSONG ENERGY, INC. |  | WIND | WIND | WIND |  | 3.2 | 3 | NOT COGEN |  |  | SCE | SP15 | KERN | TEHACHAPI WILLOW SPRINGS ROAD |  |  | FALSE
H0040 | BIG PINE |  | HYDROELECTRIC | HYDRO | HYDRO | RUN-OF-RIVER, HYDRAULIC TURBINE-PIPELINE | 3.1 | 1 | NOT COGEN | 3.2 | 1925-07-01 | LADWP | LADWP | INYO | 400 CONE ROAD | LADWP | CITY OF LOS ANGELES | FALSE
H0462 | SANTA ANA 3 |  | HYDROELECTRIC | HYDRO | HYDRO | HYDRO, WATER | 3.1 | 1 | NOT COGEN | 3.1 | 1947-04-01 | SCE | SP15 | SAN BERNARDINO |  | SCE | SCE | FALSE
H0511 | THERMALITO DIVERSION |  | HYDROELECTRIC | HYDRO | HYDRO | HYDRAULIC TURBINE - CONVENTIONAL | 3 | 1 | NOT COGEN | 3 | 1987-07-01 | OWID | NP15 | BUTTE | 460 GLEN DRIVE | CDWR | CDWR | FALSE
H0119 | COYOTE CREEK |  | HYDROELECTRIC | HYDRO | HYDRO | HYDRAULIC TURBINE - PIPELINE | 3 | 1 | NOT COGEN | 3.1 | 1984-04-01 | SCE | SP15 | ORANGE | 627 S. MONTE VISTA | METROPOLITAN WATER DISTRICT | METROPOLITAN WATER DISTRICT | FALSE
H0296 | LUNDY |  | HYDROELECTRIC | HYDRO | HYDRO | HYDRO, WATER | 3 | 1 | NOT COGEN | 3 | 1911-12-01 | SCE | SP15 | MONO |  | SCE | SCE | FALSE
H0509 | TEMESCAL SMALL CONDUIT |  | HYDROELECTRIC | HYDRO | HYDRO | HYDRAULIC TURBINE - PIPELINE | 3 | 1 | NOT COGEN | 2.9 | 1983-07-01 | SCE | SP15 | RIVERSIDE | EAGLE CANYON ROAD | METROPOLITAN WATER DISTRICT | METROPOLITAN WATER DISTRICT | FALSE
H0114 | CORONA SMALL CONDUIT |  | HYDROELECTRIC | HYDRO | HYDRO | HYDRAULIC TURBINE - PIPELINE | 3 | 1 | NOT COGEN | 2.9 | 1983-08-01 | SCE | SP15 | RIVERSIDE | 1980 ADOBE AVE | METROPOLITAN WATER DISTRICT | METROPOLITAN WATER DISTRICT | FALSE
H0336 | MOCCASIN LOWHEAD |  | HYDROELECTRIC | HYDRO | HYDRO | HYDRO, WATER | 2.9 | 1 | NOT COGEN | 2.9 | 1986-08-01 | PG&E | NP15 | TUOLUMNE |  |  | HETCH HETCHY WATER & POWER (CCSF) | FALSE
H0116 | COTTONWOOD |  | HYDROELECTRIC | HYDRO | HYDRO | RUN-OF-RIVER, GAS TURBINE | 2.8 | 1 | NOT COGEN | 2.4 | 1908-11-01 | LADWP | LADWP | INYO | ON POWERHOUSE ROAD, 11.6 MILES SOUTH OF LONE PINE | LADWP | LADWP | FALSE
H0483 | SLATE CREEK |  | HYDROELECTRIC | HYDRO | HYDRO |  | 2.71 | 1 | NOT COGEN | 4.2 | 1984-12-01 | PCORP | PCORP | SHASTA | LA MOINE ROAD |  | CATALYST SLATE CREEK HYDRO PTNSP | FALSE
H0394 | PLEASANT VALLEY |  | HYDROELECTRIC | HYDRO | HYDRO | RUN-OF-RIVER, HYDRAULOC TERBINE-PIPELINE | 2.7 | 1 | NOT COGEN | 3.2 | 1958-02-01 | LADWP | LADWP | INYO | ON OWENS RIVER, 9.5 MILES NORTH OF BISHOP | LADWP | LADWP | FALSE
H0333 | MILL CREEK 3 |  | HYDROELECTRIC | HYDRO | HYDRO | HYDRO, WATER | 2.7 | 1 | NOT COGEN | 3 | 1903-03-01 | SCE | SP15 | SAN BERNARDINO |  | SCE | SCE | FALSE
E0171 | GAS UTILITY FACILITY, CITY OF SAN DIEGO |  | WTE | DIGESTER GAS | DIGESTER GAS |  | 2.7 | 25000 | NOT COGEN |  | 1985-01-01 | SDG&E | SP15 | SAN DIEGO | 1902 GATCHELL ROAD |  |  | FALSE | sc
H0525 | LOWER TULE |  | HYDROELECTRIC | HYDRO | HYDRO | HYDRO, WATER | 2.6 | 1 | NOT COGEN | 2.6 | 1909-09-01 | SCE | SP15 | TULARE |  | SCE | SCE | FALSE
H0178 | FARAD |  | HYDROELECTRIC | HYDRO | HYDRO | HYDRAULIC TURBINE - CONVENTIONAL | 2.6 | 1 | NOT COGEN | 2.8 |  | SPPC | SPPC | NEVADA | OFF I-80 ON TRUCKEE RIVER, 18 MI SW OF RENO | SPPC | SPPC | FALSE
H0177 | FALL CREEK |  | HYDROELECTRIC | HYDRO | HYDRO | HYDRAULIC TURBINE - CONVENTIONAL | 2.3 | 1 | NOT COGEN | 2.3 | 1903-09-01 | PCORP | PCORP | SISKIYOU |  |  | PCORP | FALSE
H0259 | KAWEAH 1 |  | HYDROELECTRIC | HYDRO | HYDRO | HYDRO, WATER | 2.3 | 1 | NOT COGEN | 2.3 | 1929-05-01 | SCE | SP15 | TULARE |  | SCE | SCE | FALSE
H0184 | FLEISH HYDRO |  | HYDROELECTRIC | HYDRO | HYDRO |  | 2.25 | 1 | NOT COGEN | 2 | 1905-01-01 | SPPC | SPPC | SIERRA | LOCATED OFF I-80 ON TRUCKEE RIVER, 18 MI SW OF RENO | SPPC | SPPC | FALSE
H0260 | KAWEAH 2 |  | HYDROELECTRIC | HYDRO | HYDRO | HYDRO, WATER | 2.1 | 1 | NOT COGEN | 1.8 | 1929-09-01 | SCE | SP15 | TULARE |  | SCE | SCE | FALSE
H0193 | FRANKLIN |  | HYDROELECTRIC | HYDRO | HYDRO | RUN-OF-RIVER, GAS TURBINE | 2 | 1 | NOT COGEN | 2 | 1921-06-03 | LADWP | LADWP | LOS ANGELES | 1298 N BEVERLY DRIVE | LADWP | LADWP | FALSE
H0287 | LIME SADDLE |  | HYDROELECTRIC | HYDRO | HYDRO | HYDRO WATER | 2 | 1 | NOT COGEN | 2 | 1906-08-01 | PG&E | NP15 | BUTTE |  |  | PG&E | FALSE
H0005 | ALTA |  | HYDROELECTRIC | HYDRO | HYDRO | HYDRO, WATER | 2 | 1 | NOT COGEN | 2 | 1902-11-01 | PG&E | NP15 | PLACER |  |  | PG&E | FALSE
H0383 | PHOENIX |  | HYDROELECTRIC | HYDRO | HYDRO | HYDRO, WATER | 2 | 1 | NOT COGEN | 1.6 | 1940-02-01 | PG&E | NP15 | TUOLUMNE |  |  | PG&E | FALSE
H0413 | RIVER OUTLET |  | HYDROELECTRIC | HYDRO | HYDRO |  | 2 | 1 | NOT COGEN |  | 1985-04-01 | PG&E | NP15 | MADERA |  |  | FRIANT POWER AUTHORITY | FALSE
H0014 | AZUSA |  | HYDROELECTRIC | HYDRO | HYDRO | HYDRAULIC TURBINE - CONVENTIONAL | 2 | 1 | NOT COGEN | 3 | 1949-02-01 | PASADENA | PASADENA | LOS ANGELES |  |  | CITY OF PASADENA | FALSE
S0063 | PHOTOVOLTAIC 1 | SOLAR SACRAMENTO | SOLAR | SOLAR | PHOTOVOLTAIC | PHOTOVOLTAIC, SUN | 2 | 4 | NOT COGEN | 2 | 1984-01-01 | SMUD | SMUD | SACRAMENTO |  | SMUD | SMUD | FALSE
H0045 | BISHOP CREEK 6 |  | HYDROELECTRIC | HYDRO | HYDRO | HYDRO, WATER | 2 | 1 | NOT COGEN | 1.6 | 1913-03-01 | SCE | SP15 | INYO |  | SCE | SCE | FALSE
H0187 | FONTANA |  | HYDROELECTRIC | HYDRO | HYDRO | HYDRO, WATER | 1.9 | 1 | NOT COGEN | 3 | 1917-12-01 | SCE | SP15 | SAN BERNARDINO |  | SCE | SCE | FALSE
H0118 | COW CREEK |  | HYDROELECTRIC | HYDRO | HYDRO | HYDRO, WATER | 1.8 | 1 | NOT COGEN | 1.4 | 1907-08-01 | PG&E | NP15 | SHASTA |  |  | PG&E | FALSE
H0412 | RIO HONDO |  | HYDROELECTRIC | HYDRO | HYDRO | HYDRAULIC TURBINE - PIPELINE | 1.8 | 1 | NOT COGEN | 1.9 | 1984-03-01 | SCE | SP15 | LOS ANGELES | 9540 MILLER WAY | METROPOLITAN WATER DISTRICT | METROPOLITAN WATER DISTRICT | FALSE
E0181 | SUNNYVALE LANDFILL GAS POWER GENERATION FACILITY | CITY OF SUNNYVALE or SUNNYVALE LF | WTE | LANDFILL GAS | LANDFILL GAS | STEAM TURBINE | 1.6 | 4 | NOT COGEN | 1.6 | 1999-12-31 | PG&E | NP15 | SANTA CLARA | 1444 BORREGAS AVENUE | CITY OF SUNNYVALE | CITY OF SUNNYVALE PUBLIC WORKS DEP. | FALSE
G0072 | CALIFORNIA MEDICAL FACILITY |  | OIL/GAS | OIL/GAS | NATURAL GAS |  | 1.5 | 4 | COGEN | 2.5 |  | PG&E | NP15 | SOLANO | VACAVILLE PRISON, 1600 CALIFORNIA DRIVE |  |  | FALSE
H0518 | TOADTOWN |  | HYDROELECTRIC | HYDRO | HYDRO | HYDRO,water | 1.5 | 1 | NOT COGEN | 1.8 | 1986-04-01 | PG&E | NP15 | BUTTE |  |  | PG&E | FALSE
H0445 | SAN GORGONIO 1 |  | HYDROELECTRIC | HYDRO | HYDRO | HYDRO, WATER | 1.5 | 1 | NOT COGEN | 1.5 | 1923-12-01 | SCE | SP15 | RIVERSIDE |  | SCE | SCE | FALSE
G0756 | CBS STUDIOS |  | OIL/GAS | OIL/GAS | NATURAL GAS |  | 1.4 | 4 | COGEN | 1.4 | 1988-01-01 | PG&E | NP15 | LOS ANGELES | 7800 BEVERLY BLVD. | ONSITE ENERGY, CORP. |  | FALSE
H0503 | SUCCESS POWER PROJECT |  | HYDROELECTRIC | HYDRO | HYDRO |  | 1.4 | 1 | NOT COGEN | 1.4 | 1989-12-01 | SCE | SP15 | TULARE | HIGHWAY 190 | LOWER TULE RIVER IRRIGATION DISTRICT | LOWER TULE RIVER IRRIGATION DISTRICT | FALSE
H0461 | SANTA ANA 2 |  | HYDROELECTRIC | HYDRO | HYDRO |  | 1.4 | 1 | NOT COGEN | 0.8 | 1905-05-01 | SCE | SP15 | SAN BERNARDINO |  | SCE | SCE | FALSE
H0405 | PT. LOMA |  | HYDROELECTRIC | HYDRO | HYDRO |  | 1.35 | 1 | NOT COGEN |  | 1984-09-01 | SDG&E | SP15 | SAN DIEGO |  |  | CITY OF SAN DIEGO | FALSE
H0364 | OAK FLAT |  | HYDROELECTRIC | HYDRO | HYDRO | HYDRO, WATER | 1.3 | 1 | NOT COGEN | 1.4 | 1985-11-01 | PG&E | NP15 | PLUMAS |  |  | PG&E | FALSE
H0512 | THREE FORKS |  | HYDROELECTRIC | HYDRO | HYDRO |  | 1.3 | 1 | NOT COGEN |  | 1993-04-01 | PG&E | NP15 | TRINITY |  |  | M&N BURGESS | FALSE
H0550 | WTP NO 2 SUPPLY LINE |  | HYDROELECTRIC | HYDRO | HYDRO |  | 1.25 | 1 | NOT COGEN |  | 1993-05-01 | PG&E | NP15 | ALAMEDA |  |  | ALAMEDA COUNTY WATER DIST. | FALSE
H0234 | HICKMAN |  | HYDROELECTRIC | HYDRO | HYDRO | HYDRO, WATER | 1.2 | 1 | NOT COGEN | 1.2 | 1979-09-01 | TID | TID | STANISLAUS | 779 MAIN CANAL | TID | TID | FALSE
H0160 | EAST HIGHLINE |  | HYDROELECTRIC | HYDRO | HYDRO | HYDRO, WATER | 1.1 | 1 | NOT COGEN | 2.4 | 1984-09-01 | IID | IID | IMPERIAL |  | IID | IID | FALSE
H0153 | DROP NO 9 |  | HYDROELECTRIC | HYDRO | HYDRO |  | 1.07 | 1 | NOT COGEN |  | 1981-12-01 | TID | TID | STANISLAUS |  | TID | TID | FALSE
H0211 | GREG AVENUE |  | HYDROELECTRIC | HYDRO | HYDRO | HYDRAULIC TURBINE - PIPELINE | 1 | 1 | NOT COGEN | 1 | 1979-12-01 | LADWP | LADWP | LOS ANGELES | 7554 GREG AVE | METROPOLITAN WATER DISTRICT | METROPOLITAN WATER DISTRICT | FALSE
H0008 | ANGELS |  | HYDROELECTRIC | HYDRO | HYDRO | HRDRO, WATER | 1 | 1 | NOT COGEN | 1.4 | 1940-01-01 | PG&E | NP15 | CALAVERAS |  |  | UTICA POWER AUTHIORITY | FALSE
S0045 | PVUSA SOLAR 1 |  | SOLAR | SOLAR | PHOTOVOLTAIC | PHOTOVOLTAIC, SUN | 1 | 4 | NOT COGEN | 1 | 1990-01-01 | PG&E | NP15 | YOLO |  | SMUD | CALIFORNIA ENERGY COMMISSION | FALSE
G0762 | ST. LUKE MEDICAL CENTER |  | OIL/GAS | OIL/GAS | NATURAL GAS |  | 1 | 4 | COGEN | 1 | 1983-01-01 | SCE | SP15 | LOS ANGELES | 2632 EAST WASHINGTON BLVD. |  | ORNDNA HEALTH CORPORATION | FALSE
H0204 | GEORGETOWN DIVIDE CONDUIT |  | HYDROELECTRIC | HYDRO | HYDRO |  | 0.925 | 1 | NOT COGEN |  | 1982-05-01 | PG&E | NP15 | EL DORADO |  |  | GEORGETOWN DIVIDE PUD | FALSE
H0546 | VOLTA 2 |  | HYDROELECTRIC | HYDRO | HYDRO | HYDRO,WATER | 0.9 | 1 | NOT COGEN | 1 | 1981-10-01 | PG&E | NP15 | SHASTA | MANTONWISHOR ROAD |  | PG&E | FALSE
H0120 | CRANE VALLEY |  | HYDROELECTRIC | HYDRO | HYDRO | HYDRO, WATER | 0.9 | 1 | NOT COGEN | 1 | 1919-07-01 | PG&E | NP15 | MADERA |  |  | PG&E | FALSE
H0104 | COAL CANYON |  | HYDROELECTRIC | HYDRO | HYDRO | HYDRO, WATER | 0.9 | 1 | NOT COGEN | 1 | 1907-12-01 | PG&E | NP15 | BUTTE |  |  | PG&E | FALSE
H0331 | MILL CREEK 1 |  | HYDROELECTRIC | HYDRO | HYDRO | HYDRO, WATER | 0.9 | 1 | NOT COGEN | 0.8 |  | SCE | SP15 | SAN BERNARDINO |  | SCE | SCE | FALSE
H0372 | ONTARIO 1 |  | HYDROELECTRIC | HYDRO | HYDRO | HYDRO, WATER | 0.9 | 1 | NOT COGEN | 0.6 | 1902-12-01 | SCE | SP15 | SAN BERNARDINO |  | SCE | SCE | FALSE
H0117 | COTTONWOOD CANYON |  | HYDROELECTRIC | HYDRO | HYDRO |  | 0.84 | 1 | NOT COGEN |  | 1983-09-01 | SCE | SP15 | MONO |  |  | E.S. CRUZ & W.L. BEAVER | FALSE
H0564 | WHISKEYTOWN DAM INSKIP |  | HYDROELECTRIC | HYDRO | HYDRO |  | 0.8 | 1 | NOT COGEN | 3.2 | 1986-12-01 | REDDING | REDDING | SHASTA |  | CITY OF REDDING | CITY OF REDDING | FALSE
H0479 | SIERRA |  | HYDROELECTRIC | HYDRO | HYDRO |  | 0.8 | 1 | NOT COGEN | 0.4 | 1922-01-01 | SCE | SP15 | SAN BERNARDINO |  | SCE | SCE | FALSE
H0444 | SAN GORGONIO |  | HYDROELECTRIC | HYDRO | HYDRO |  | 0.728 | 1 | NOT COGEN |  | 1989-02-01 | SCE | SP15 | RIVERSIDE |  |  | CITY OF BANNING | FALSE
H0142 | DIVISION CREEK | DIVISION | HYDROELECTRIC | HYDRO | HYDRO | RUN-OF-RIVER, GAS TURBINE | 0.7 | 1 | NOT COGEN | 0.6 | 1909-03-01 | LADWP | LADWP | INYO | 12 MILES NORTH OF INDEPENDENCE ON DIVISION CREEK | LADWP | LADWP | FALSE
G0178 | DOWNIEVILLE |  | OIL/GAS | OIL/GAS | DIESEL | COMBUSTION TURBINE | 0.7 | 4 | NOT COGEN | 0.8 | 1966-01-01 | PG&E | NP15 | SIERRA | BUILDING 6190 LAVASSOLA ROAD |  | PG&E | FALSE
H0446 | SAN GORGONIO 2 |  | HYDROELECTRIC | HYDRO | HYDRO | HYDRO, WATER | 0.7 | 1 | NOT COGEN | 0.9 | 1923-12-01 | SCE | SP15 | RIVERSIDE |  | SCE | SCE | FALSE
H0455 | SAN LUIS OBISPO |  | HYDROELECTRIC | HYDRO | HYDRO |  | 0.68 | 1 | NOT COGEN |  | 1985-07-01 | PG&E | NP15 | SAN LUIS OBISPO |  |  | CITY OF SAN LUIS OBISPO | FALSE
H0146 | DOUBLE WEIR |  | HYDROELECTRIC | HYDRO | HYDRO | HYDRO, WATER | 0.6 | 1 | NOT COGEN | 0.6 | 1961-08-01 | IID | IID | IMPERIAL |  | IID | IID | FALSE
H0467 | SAWTELLE |  | HYDROELECTRIC | HYDRO | HYDRO | RUN-OF-RIVER, TURBINE - PIPELINE | 0.6 | 1 | NOT COGEN | 0.6 | 1986-06-01 | LADWP | LADWP | LOS ANGELES | SUNSET BLVD (1 1/2 MILE FROM UCLA) | LADWP | LADWP | FALSE
H0298 | LYTLE CREEK |  | HYDROELECTRIC | HYDRO | HYDRO | HYDRO, WATER | 0.6 | 1 | NOT COGEN | 0.6 | 1904-10-01 | SCE | SP15 | SAN BERNARDINO |  | SCE | SCE | FALSE
S0091 | KERMAN PV | KERMA | SOLAR | SOLAR | PHOTOVOLTAIC | PHOTOVOLTAIC, SUN | 0.5 | 4 | NOT COGEN | 0.5 | 1993-01-01 | PG&E | NP15 | FRESNO |  |  | PG&E | FALSE
H0235 | HIGH LINE | HIGHLINE CANAL | HYDROELECTRIC | HYDRO | HYDRO | HYDRO,WATER | 0.5 | 1 | NOT COGEN | 0.5 | 1989-03-01 | PG&E | NP15 | GLENN |  |  | CSC | FALSE
H0447 | SAN GORGONIO UPPER |  | HYDROELECTRIC | HYDRO | HYDRO |  | 0.41 | 1 | NOT COGEN |  | 1989-12-01 | SCE | SP15 | RIVERSIDE |  |  | CITY OF BANNING | FALSE
H0531 | TURNIP |  | HYDROELECTRIC | HYDRO | HYDRO | HYDRAULIC TURBINE - CONVENTIONAL | 0.4 | 1 | NOT COGEN | 0.4 | 1964-10-01 | IID | IID | IMPERIAL |  | IID | IID | FALSE
H0448 | SAN JOAQUIN 1A |  | HYDROELECTRIC | HYDRO | HYDRO | HYDRO,WATER | 0.4 | 1 | NOT COGEN | 0.4 | 1919-03-01 | PG&E | NP15 | MADERA |  |  | PG&E | FALSE
H0286 | LEWISTON |  | HYDROELECTRIC | HYDRO | HYDRO | HYDRO WATER | 0.4 | 1 | NOT COGEN | 0.4 | 1964-01-01 | PG&E | NP15 | TRINITY |  | USBR | USBR | FALSE
H0482 | SLAB CREEK |  | HYDROELECTRIC | HYDRO | HYDRO | HYDRO, WATER | 0.4 | 1 | NOT COGEN | 0.5 | 1983-07-01 | SMUD | SMUD | EL DORADO | 4 MILES NORTH OF CAMINO | SMUD | SMUD | FALSE
H0542 | VERDUGO |  | HYDROELECTRIC | HYDRO | HYDRO |  | 0.4 | 1 | NOT COGEN |  | 1984-12-01 | SCE | SP15 | LOS ANGELES |  |  | CITY OF GLENDALE | FALSE
H0209 | GRAEAGLE |  | HYDROELECTRIC | HYDRO | HYDRO |  | 0.36 | 1 | NOT COGEN |  | 1981-12-01 | PG&E | NP15 | PLUMAS |  |  | HESI | FALSE
H0373 | ONTARIO 2 |  | HYDROELECTRIC | HYDRO | HYDRO | HYDRO, WATER | 0.3 | 1 | NOT COGEN | 0.3 | 1963-06-01 | SCE | SP15 | SAN BERNARDINO |  | SCE | SCE | FALSE
H0332 | MILL CREEK 2 |  | HYDROELECTRIC | HYDRO | HYDRO | HYDRO, WATER | 0.3 | 1 | NOT COGEN | 0.3 | 1904-05-01 | SCE | SP15 | SAN BERNARDINO |  | SCE | SCE | FALSE
H0327 | MIDDLE FORK |  | HYDROELECTRIC | HYDRO | HYDRO |  | 0.23 | 1 | NOT COGEN |  | 1985-12-01 | PG&E | NP15 | CALAVERAS |  |  | CALAVERAS PUD | FALSE
H0599 | STONE DROP |  | HYDROELECTRIC | HYDRO | HYDRO | HYDRO, WATER | 0.2 | 1 | NOT COGEN | 0.6 | 1984-04-01 | MID | MID | STANISLAUS | 14853 YOSEMITE BLVD | MID | MID | FALSE
G0790 | SMUD HQ |  | OIL/GAS | OIL/GAS | NATURAL GAS | FUEL CELL | 0.2 | 4 | NOT COGEN | 0.2 | 1994-01-01 | SMUD | SMUD | SACRAMENTO |  | SMUD | SMUD | FALSE
S0090 | HEDGE PV | KAISER FC | SOLAR | SOLAR | PHOTOVOLTAIC | PHOTOVOLTAIC,SUN | 0.2 | 4 | NOT COGEN | 0.2 | 1994-01-01 | SMUD | SMUD | SACRAMENTO |  | SMUD | SMUD | FALSE
H0466 | SANTA MONICA |  | HYDROELECTRIC | HYDRO | HYDRO |  | 0.15 | 1 | NOT COGEN |  | 1984-03-01 | SCE | SP15 | LOS ANGELES |  |  | CITY OF SANTA MONICA | FALSE
S0099 | SOLARPORT |  | SOLAR | SOLAR | SOLAR | PHOTOVOLTAIC | 0.13 | 4 | NOT COGEN |  | 1998-05-01 | SMUD | SMUD | SACRAMENTO | 6900 AIRPORT BLVD | SMUD | SMUD | FALSE
H0290 | LOPEZ WWTP |  | HYDROELECTRIC | HYDRO | HYDRO |  | 0.12 | 1 | NOT COGEN |  | 1984-05-01 | PG&E | NP15 | SAN LUIS OBISPO |  |  | SAN LUIS OBISPO CO FC & WCD | FALSE
H0070 | CPUD PIPELINE 2 | CPUD PIPELINE 2(376+65) | HYDROELECTRIC | HYDRO | HYDRO |  | 0.102 | 1 | NOT COGEN |  | 1984-04-01 | PG&E | NP15 | CALAVERAS |  |  | CALAVERAS PUD | FALSE
H0069 | CPUD PIPELINE 1 | CPUD PIPELINE (236+25) | HYDROELECTRIC | HYDRO | HYDRO |  | 0.102 | 1 | NOT COGEN |  | 1984-04-01 | PG&E | NP15 | CALAVERAS |  |  | CALAVERAS PUD | FALSE
H0404 | PRATHER CREEK |  | HYDROELECTRIC | HYDRO | HYDRO |  | 0.1 | 1 | NOT COGEN | 0.1 | 1983-07-01 | PCORP | PCORP | SISKIYOU | HIGHWAY 97 |  | TKO POWER | FALSE
H0477 | SHASTA RIVER |  | HYDROELECTRIC | HYDRO | HYDRO |  | 0.1 | 1 | NOT COGEN |  | 1984-03-01 | PCORP | PCORP | SISKIYOU |  |  | DEWEY B. SMITH | FALSE
| Moss Landing | 1 | OIL/GAS | OIL/GAS | NATURAL GAS |  | 750 | 9100 |  |  |  | PG&E | NP15 |  |  | DUKE ENERGY | DUKE ENERGY
| Moss Landing | 2 | OIL/GAS | OIL/GAS | NATURAL GAS |  | 750 | 9000 |  |  |  | PG&E | NP15 |  |  | DUKE ENERGY | DUKE ENERGY
| MORRO BAY | 3 | OIL/GAS | OIL/GAS | NATURAL GAS |  | 350 | 9300 |  |  |  | PG&E | NP15 |  |  | DUKE ENERGY | DUKE ENERGY
| MORRO BAY | 4 | OIL/GAS | OIL/GAS | NATURAL GAS |  | 350 | 9500 |  |  |  | PG&E | NP15 |  |  | DUKE ENERGY | DUKE ENERGY
| CONTRA COSTA |  | OIL/GAS | OIL/GAS | NATURAL GAS |  | 350 | 9500 |  |  |  | PG&E | NP15 |  |  | Southern
| CONTRA COSTA |  | OIL/GAS | OIL/GAS | NATURAL GAS |  | 350 | 9500 |  |  |  | PG&E | NP15 |  |  | Southern
| EL SEGUNDO |  | OIL/GAS | OIL/GAS | NATURAL GAS |  | 350 | 10000 |  |  |  | SCE | SP15 | LOS ANGELES |  | NRG/NORTHERN STATES POWER CO. | NRG/DESTEC
| EL SEGUNDO |  | OIL/GAS | OIL/GAS | NATURAL GAS |  | 350 | 10000 |  |  |  | SCE | SP15 | LOS ANGELES |  | NRG/NORTHERN STATES POWER CO. | NRG/DESTEC
| ENCINA | 5 | OIL/GAS | OIL/GAS | NATURAL GAS |  | 341 | 10500 |  |  |  | SDG&E | SP15 | SAN DIEGO |  |  | Dynegy
| HAYNES | 5 | OIL/GAS | OIL/GAS | NATURAL GAS | STEAM TURBINE, NATURAL GAS | 340 | 9400 |  | 340 |  | LADWP | LADWP |  |  | LADWP | LADWP
| HAYNES | 6 | OIL/GAS | OIL/GAS | NATURAL GAS | STEAM TURBINE, NATURAL GAS | 340 | 9400 |  | 340 |  | LADWP | LADWP |  |  | LADWP | LADWP
| ETIWANDA | 3 | OIL/GAS | OIL/GAS | NATURAL, DISTILLATE |  | 335 | 10200 |  |  |  | SCE | SP15 | SAN BERNARDINO |  | RELIANT ENERGY | RELIANT ENERGY
| ETIWANDA | 4 | OIL/GAS | OIL/GAS | NATURAL, DISTILLATE |  | 335 | 10400 |  |  |  | SCE | SP15 | SAN BERNARDINO |  | RELIANT ENERGY | RELIANT ENERGY
| ENCINA | 4 | OIL/GAS | OIL/GAS | NATURAL GAS |  | 323 | 10500 |  |  |  | SDG&E | SP15 | SAN DIEGO |  |  | Dynegy
| HAYNES | 1 | OIL/GAS | OIL/GAS | NATURAL GAS | STEAM TURBINE, NATURAL GAS | 250 | 9800 |  | 250 |  | LADWP | LADWP |  |  | LADWP | LADWP
| HAYNES | 2 | OIL/GAS | OIL/GAS | NATURAL GAS | STEAM TURBINE, NATURAL GAS | 250 | 9500 |  | 250 |  | LADWP | LADWP |  |  | LADWP | LADWP
| HAYNES | 3 | OIL/GAS | OIL/GAS | NATURAL GAS | STEAM TURBINE, NATURAL GAS | 250 | 9500 |  | 250 |  | LADWP | LADWP |  |  | LADWP | LADWP
| HAYNES | 4 | OIL/GAS | OIL/GAS | NATURAL GAS | STEAM TURBINE, NATURAL GAS | 250 | 9500 |  | 250 |  | LADWP | LADWP |  |  | LADWP | LADWP
| EL SEGUNDO |  | OIL/GAS | OIL/GAS | NATURAL GAS |  | 180 | 11000 |  |  |  | SCE | SP15 | LOS ANGELES |  | NRG/NORTHERN STATES POWER CO. | NRG/DESTEC
| EL SEGUNDO |  | OIL/GAS | OIL/GAS | NATURAL GAS |  | 180 | 11000 |  |  |  | SCE | SP15 | LOS ANGELES |  | NRG/NORTHERN STATES POWER CO. | NRG/DESTEC
| MORRO BAY | 1 | OIL/GAS | OIL/GAS | NATURAL GAS |  | 175 | 10100 |  |  |  | PG&E | NP15 |  |  | DUKE ENERGY | DUKE ENERGY
| MORRO BAY | 2 | OIL/GAS | OIL/GAS | NATURAL GAS |  | 175 | 10100 |  |  |  | PG&E | NP15 |  |  | DUKE ENERGY | DUKE ENERGY
| COOLWATER | 3 | OIL/GAS | OIL/GAS | NATURAL GAS |  | 140 | 10000 |  |  |  | SCE | SP15 | SAN BERNARDINO | EAST SANTA FE STREET | RELIANT ENERGY | RELIANT ENERGY
| COOLWATER | 4 | OIL/GAS | OIL/GAS | NATURAL GAS |  | 140 | 10000 |  |  |  | SCE | SP15 | SAN BERNARDINO | EAST SANTA FE STREET | RELIANT ENERGY | RELIANT ENERGY
| COOLWATER | 5 | OIL/GAS | OIL/GAS | NATURAL GAS |  | 140 | 10000 |  |  |  | SCE | SP15 | SAN BERNARDINO | EAST SANTA FE STREET | RELIANT ENERGY | RELIANT ENERGY
| COOLWATER | 6 | OIL/GAS | OIL/GAS | NATURAL GAS |  | 140 | 10000 |  |  |  | SCE | SP15 | SAN BERNARDINO | EAST SANTA FE STREET | RELIANT ENERGY | RELIANT ENERGY
| COOLWATER | 7 | OIL/GAS | OIL/GAS | NATURAL GAS |  | 140 | 10000 |  |  |  | SCE | SP15 | SAN BERNARDINO | EAST SANTA FE STREET | RELIANT ENERGY | RELIANT ENERGY
| COOLWATER | 8 | OIL/GAS | OIL/GAS | NATURAL GAS |  | 140 | 10000 |  |  |  | SCE | SP15 | SAN BERNARDINO | EAST SANTA FE STREET | RELIANT ENERGY | RELIANT ENERGY
| COOLWATER | 9 | OIL/GAS | OIL/GAS | NATURAL GAS |  | 140 | 10000 |  |  |  | SCE | SP15 | SAN BERNARDINO | EAST SANTA FE STREET | RELIANT ENERGY | RELIANT ENERGY
| COOLWATER | 10 | OIL/GAS | OIL/GAS | NATURAL GAS |  | 140 | 10000 |  |  |  | SCE | SP15 | SAN BERNARDINO | EAST SANTA FE STREET | RELIANT ENERGY | RELIANT ENERGY
| ETIWANDA | 1 | OIL/GAS | OIL/GAS | NATURAL, DISTILLATE |  | 130 | 11800 |  |  |  | SCE | SP15 | SAN BERNARDINO |  | RELIANT ENERGY | RELIANT ENERGY
| ETIWANDA | 2 | OIL/GAS | OIL/GAS | NATURAL, DISTILLATE |  | 130 | 11600 |  |  |  | SCE | SP15 | SAN BERNARDINO |  | RELIANT ENERGY | RELIANT ENERGY
| Harbor | 6 | OIL/GAS | OIL/GAS | NATURAL GAS | GAS TURBINE, NATURAL GAS | 125 | 8800 |  | 125 |  | LADWP | LADWP | LOS ANGELES |  |  | LADWP
| Harbor | 7 | OIL/GAS | OIL/GAS | NATURAL GAS | GAS TURBINE, NATURAL GAS | 125 | 8800 |  | 125 |  | LADWP | LADWP | LOS ANGELES |  |  | LADWP
| Harbor | 8 | OIL/GAS | OIL/GAS | NATURAL GAS | GAS TURBINE, NATURAL GAS | 125 | 8600 |  | 125 |  | LADWP | LADWP | LOS ANGELES |  |  | LADWP
| Harbor | 9 | OIL/GAS | OIL/GAS | NATURAL GAS | GAS TURBINE, NATURAL GAS | 125 | 8600 |  | 125 |  | LADWP | LADWP | LOS ANGELES |  |  | LADWP
| ENCINA | 3 | OIL/GAS | OIL/GAS | NATURAL GAS |  | 114 | 11000 |  |  |  | SDG&E | SP15 | SAN DIEGO |  |  | Dynegy
| El Centro | 1 | OIL/GAS | OIL/GAS | NATURAL GAS |  | 113 | 10500 |  |  |  | IID | IID |  |  | IID | IID
| El Centro | 2 | OIL/GAS | OIL/GAS | NATURAL GAS |  | 113 | 10500 |  |  |  | IID | IID |  |  | IID | IID
| ENCINA | 2 | OIL/GAS | OIL/GAS | NATURAL GAS |  | 110 | 11000 |  |  |  | SDG&E | SP15 | SAN DIEGO |  |  | Dynegy
| ENCINA | 1 | OIL/GAS | OIL/GAS | NATURAL GAS |  | 104 | 11000 |  |  |  | SDG&E | SP15 | SAN DIEGO |  |  | Dynegy
| COOLWATER | 2 | OIL/GAS | OIL/GAS | NATURAL GAS |  | 89 | 10000 |  |  |  | SCE | SP15 | SAN BERNARDINO | EAST SANTA FE STREET | RELIANT ENERGY | RELIANT ENERGY
| El Centro | 4 | OIL/GAS | OIL/GAS | NATURAL GAS |  | 75 | 11500 |  |  |  | IID | IID |  |  | IID | IID
| COOLWATER | 1 | OIL/GAS | OIL/GAS | NATURAL GAS |  | 72 | 10000 |  |  |  | SCE | SP15 | SAN BERNARDINO | EAST SANTA FE STREET | RELIANT ENERGY | RELIANT ENERGY
| El Centro | 3 | OIL/GAS | OIL/GAS | NATURAL GAS |  | 45 | 12000 |  |  |  | IID | IID |  |  | IID | IID
Note on A1: [Microsoft JET Created Table]01610101210101010071007081010101010