## table1
CALIFORNIA ENERGY COMMISSION
OPERATIONAL POWER PLANTS IN CALIFORNIA (10 MW and ABOVE) 11/1/99
ROWS HIDDEN: ID#, Fuel Source, Plant Phone, Owner Address
OWNER | PLANTNAME (ALIAS) | ID# | FACILITY | FUEL SOURCE(COGEN) | TECHNOLOGY | ONLINE (MW) | GROSS (MW) | DATE ONLINE | SERVICE AREA | COUNTY | PLANT ADDRESS | PLANT PHONE | OPERATOR | OPERATOR-CONTACT | OPERATOR-PHONE# | OPERATOR-ADDRESS | OWNER-CONTACT | OWNER-PHONE# | OWNER-ADDRESS
ACE COGENERATION COMPANY | ACE (ARGUS COGEN EXPANSION) | C0001 | COAL | COAL (COGEN) | COAL-FIRED TOPPING CYCLE | 97 | 108 | 1990-09-20 | SCE | SAN BERNARDINO | 12801 MARIPOSA STREET TRONA 93362 | 619-372-2113 | A/C POWER | JOHN R. ZAMLEN | 619-372-2566 | 86 FIRST ST, TRONA CA 93562 | PETER PORTANOVA | 619-279-0047 | 7827 CONVOY COURT, STE 412, SAN DIEGO CA 92111
AERA | AERA (SE KERN RIVER) | G0558 | OIL/GAS | OIL/GAS - NATURAL GAS (COGEN) |  | 34.468 | 34.468 | 1989-01-31 | PG&E | KERN | 5060 CALIFORNIA AVENUE BAKERSFIELD 93309 | 805-326-5441 | AERA |  |  |  | JIM | 805-326-5497
AES CORP. | HUNTINGTON BEACH #1-#5 | G0274 | OIL/GAS | OIL/GAS - NATURAL, DISTILLATE | STEAM TURBINE, COMBUSTION TURBINE | 1003 | 1008.53 | 1958-06-01 | SCE | ORANGE | 21730 NEWLAND STREET HUNTINGTON BEACH 92646 | 714-536-2536 | SCE | D.W. SWINDLE |  | 21730 NEWLAND ST, HUNTINGTON BEACH 92646 | ED BLACKFORT | 714-374-1444
AES CORP. | REDONDO #1-#8 (#1-#4 NON-OPERATIONAL) | G0490 | OIL/GAS | OIL/GAS - NATURAL GAS |  | 1310 | 1579.45 | 1948-01-01 | SCE | LOS ANGELES | 1100 HARBOR DRIVE REDONDO BEACH 90277 | 310-318-7491 | SCE | J.D. SOVERN |  | 1100 HARBOR DR, REDONDO BEACH CA 90277 | C.J. THOMPSON | 310-318-7442
AES CORP. | ALAMITOS #1-#7 | G0011 | OIL/GAS | OIL/GAS - NATURAL, DISTILLATE | STEAM TURBINE, GAS TURBINE | 2083 | 2120.53 | 1956-09-01 | SCE | LOS ANGELES | 690 NORTH STUDEBAKER ROAD LONG BEACH 90803 | 310-493-7891 | SCE | G.A. MYERS |  | 690 STUDEBAKER RD, LONG BEACH CA 90815 | MARK WOODRUFF | 562-493-7855
AES CORPORTATION, APPLIED ENERGY SERVICE | AES PLACERITA | G0006 | OIL/GAS | OIL/GAS - NATURAL GAS (COGEN) | COMBUSTION TURBINE TOPPING CYCLE | 110 | 110 | 1988-06-15 | SCE | LOS ANGELES | 20885 PLACERITA CANYON ROAD PLACERITA CYN. 91321 | 805-254-8970 | AES PLACERITA INC |  | 805-254-8970 | 20885 PLACERITA CANYON, NEWHALL CA 91321 | BOB JOHNSTON | 805-254-8970 | 1001 N. 19TH ST, STE 2000, ARLINGTON VA 22209
AGRICO COGENERATION CORP. | FRESNO COGENERATION | G0384 | OIL/GAS | OIL/GAS - NATURAL GAS (COGEN) |  | 25 | 25 | 1989-12-27 | PG&E | FRESNO | 8105-B SOUTH LASSEN AVENUE SAN JOAQUIN 93660 | 209-693-2494 |  |  |  |  | CONFIDENTIAL | CONFIDENTIAL | CONFIDENTIAL
AIR PRODUCTS & CHEMICALS (MAIN OFFICE) | STOCKTON COGEN COMPANY | C0021 | COAL | COAL (COGEN) |  | 49.9 | 49.9 | 1988-02-26 | PG&E | SAN JOAQUIN | 1010 ZEPHYR STREET STOCKTON 95206-4209 | 209-983-0391 | AIR PRODUCTS & CHEMICALS | BOB/RICK JOHNSTON | 209-983-0391 | 1010 ZEPHYR, STOCKTON CA 95206 | DEXTER F. BAKER | 610-481-4911 | 7201 HAMILTON BLVD, ALLENTOWN PA 18195 (MAIN OFFICE)
ALTECH ENERGY INC. | SEA WEST POWER SYSTEMS, INC (A3 PROJECT) | W0009 | WIND | WIND | WINDPARK | 32.874 | 32.874 | 1985-12-18 | SCE | RIVERSIDE | 62195 GARRET AVENUE N. PALM SPRINGS 92262 |  | SEAWEST ENERGY GROUP | JERRY STONE | 619-293-3340 | 1455 FRAZEE RD, #300, SAN DIEGO CA 92108 | CONFIDENTIAL | CONFIDENTIAL | CONFIDENTIAL
ARBUTUS CORPORATION | KENETECH WINDPOWER (ARBUTUS) | W0103 | WIND | WIND | WINDPARK | 14.885 | 21.795 | 1991-03-29 | SCE | KERN | TEHACHAPI 93561 |  | ARBUTUS CORPORATION | CONFIDENTIAL | CONFIDENTIAL | CONFIDENTIAL | CONFIDENTIAL | CONFIDENTIAL | CONFIDENTIAL
ARCO | ARCO PLACERITA COGEN #1-#2 | G0032 | OIL/GAS | OIL/GAS - NATURAL GAS (COGEN) | I.C. TOPPING CYCLE | 21.76 | 21.76 | 1990-03-06 | SCE | LOS ANGELES | 25121 N.SIERRA HIGHWAY NEWHALL 91321 | 805-259-1493 | ARCO | CONFIDENTIAL | CONFIDENTIAL | CONFIDENTIAL | LODWRICK M. COOK | 213-486-3511 | 515 SOUTH FLOWER ST, LOS ANGELES CA 90071
ARCO | ARCO PLACERITA COGEN #1-#2 | G0033 | OIL/GAS | OIL/GAS - NATURAL GAS (COGEN) | I.C. TOPPING CYCLE | 21.76 | 21.76 | 1990-05-01 | SCE | LOS ANGELES | 25121 N.SIERRA HIGHWAY NEWHALL 91321 | 805-259-1493 | ARCO | CONFIDENTIAL | CONFIDENTIAL | CONFIDENTIAL | LODWRICK M. COOK | 213-486-3511 | 515 SOUTH FLOWER ST, LOS ANGELES CA 90071
ARCO | ARCO WILMINGTON CALCINER | C0002 | COAL | COAL - PETROLEUM COKE (COGEN) | MISCELLANEOUS/BOTTOMING CYCLE | 34 | 34 | 1983-02-22 | SCE | LOS ANGELES | 1175 CARRACK AVE. LONG BEACH 90748 | 213-499-3222 | ARCO WILMINGTON CALCINER | CONFIDENTIAL | CONFIDENTIAL | CONFIDENTIAL | LODWRICK M. COOK | 213-486-3511 | 515 SOUTH FLOWER ST, LOS ANGELES CA 90071
ARCO | ARCO WATSON | G0035 | OIL/GAS | OIL/GAS - NATURAL GAS (COGEN) | COMBINED CYCLE/TOPPING CYCLE | 385 | 385 | 1987-12-04 | SCE | LOS ANGELES | 22850 SOUTH WILMINGTON AVENUE CARSON 90749 | 213-499-3200 | WATSON COGENERATION | CONFIDENTIAL | CONFIDENTIAL | CONFIDENTIAL | LODWRICK M. COOK | 213-486-3511 | 515 SOUTH FLOWER ST, LOS ANGELES CA 90071
BIOGEN POWER COMPANY | BIOGEN POWER I | E0108 | WTE | MSW - INDUSTRIAL WASTE | INDUSTRIAL WASTE | 16 | 18.6 | 1988-01-26 | SCE | SAN BERNARDINO | ADDRESS CONFIDENTIAL NIPTON 92364 | 619-856-2207 | BIOGEN POWER COMPANY | CONFIDENTIAL | CONFIDENTIAL | CONFIDENTIAL | CONFIDENTIAL | CONFIDENTIAL | CONFIDENTIAL
BURNEY FOREST PRODUCTS | BURNEY FOREST PRODUCTS | E0005 | WTE | BIOMASS - WOODWASTE (COGEN) |  | 31 | 31 | 1989-10-17 | PG&E | SHASTA | 35586-B HIGHWAY 299 EAST BURNEY 96013 | 916-335-5023 | DELMARA OPERATING SERVICES (DOSC) | MIKE HARRISON OR MIKE WOODRUFF | 916-335-5023 | ROUTE 1, BOX 1600, BURNEY CA 96013 |  | 916-335-5023
C & H SUGAR | C & H SUGAR | G0509 | OIL/GAS | OIL/GAS - NATURAL GAS (COGEN) | GAS TURBINE | 16.25 | 16.25 |  | PG&E | CONTRA COSTA | 550 LORING CROCKETT 94525 | 510-787-4107
CAITHNESS ENERGY LLC | COSO NAVY 2 #4-#6 | T0011 | GEOTHERMAL | GEOTHERMAL - HYDROTHERMAL | DOUBLE-FLASH CYCLE | 75 | 75 | 1989-12-23 | LADWP | INYO | 900 NORTH HERITAGE DRIVE, OFF HWY 395 RIDGECREST 93555 | 619-764-2520 | CALIFORNIA ENERGY COMPANY | FRED MANUEL | 619-764-2520 | 900 N. HERITAGE DR, #D, RIDGECREST CA 93555 | JAMES D. BISHOP, JR. | 212-921-9099
CAITHNESS ENERGY LLC | COSO BLM EAST #7-#8 & WEST #9 | T0009 | GEOTHERMAL | GEOTHERMAL - HYDROTHERMAL | DOUBLE-FLASH CYCLE | 75 | 75 | 1988-12-05 | SCE | INYO | 900 NORTH HERITAGE DRIVE, OFF HWY 395 RIDGECREST 93555 | 619-764-2551 | COSO ENERGY DEVELOPERS | CONFIDENTIAL | CONFIDENTIAL | CONFIDENTIAL | LARRY CARPENTER | 212-921-9099
CAITHNESS ENERGY LLC | COSO NAVY 1 #1-#3 | T0010 | GEOTHERMAL | GEOTHERMAL - HYDROTHERMAL | DOUBLE-FLASH CYCLE | 79.5 | 79.5 | 1987-07-13 | LADWP | INYO | 900 NORTH HERITAGE DRIVE, OFF HWY 395 RIDGECREST 93555 | 619-764-2555 | CALIFORNIA ENERGY COMPANY | FRED MANUEL | 619-764-2555 | 900 N. HERITAGE DR, #D, RIDGECREST CA 93555 | LARRY CARPENTER | 212-921-9099 | 950 WEST LINDSEY RD, CALIPATRIA CA 92233
CALENERGY | SALTON SEA #1 | T0047 | GEOTHERMAL | GEOTHERMAL - HYDROTHERMAL | SINGLE-FLASH CYCLE | 10 | 10 | 1982-07-01 | SCE | IMPERIAL | 6920 LACK ROAD CALIPATRIA 92233 | 619-348-4160 | CALIFORNIA ENERGY COMPANY | FRED MANUEL | 619-348-4000 | 950 WEST LINDSEY RD, CALIPATRIA CA 92233 | FRED MANUEL | 619-348-4000 | 950 WEST LINDSEY RD, CALIPATRIA CA 92233
CALENERGY | SALTON SEA #2 | T0048 | GEOTHERMAL | GEOTHERMAL - HYDROTHERMAL | SINGLE-FLASH CYCLE | 20 | 20 | 1990-03-09 | SCE | IMPERIAL | 6920 LACK ROAD CALIPATRIA 92233 | 619-344-7602 | CALIFORNIA ENERGY COMPANY | FRED MANUEL | 619-348-4000 | 950 WEST LINDSEY RD, CALIPATRIA CA 92233 | FRED MANUEL | 619-348-4000 | 950 WEST LINDSEY RD, CALIPATRIA CA 92233
CALENERGY | VULCAN/BN GEOTHERMAL PWR (NILAND #1) | T0053 | GEOTHERMAL | GEOTHERMAL - HYDROTHERMAL | DOUBLE-FLASH CYCLE | 34 | 34 | 1985-12-06 | SCE | IMPERIAL | 7001 GENTRY ROAD CALIPATRIA 92233 | 619-348-4030 | CALIFORNIA ENERGY COMPANY | FRED MANUEL | 619-348-4000 | 950 WEST LINDSEY RD, CALIPATRIA CA 92233 | FRED MANUEL | 619-348-4000 | 950 WEST LINDSEY RD, CALIPATRIA CA 92233
CALENERGY | J.M. LEATHERS | T0034 | GEOTHERMAL | GEOTHERMAL - HYDROTHERMAL | DOUBLE-FLASH CYCLE | 38 | 38 | 1990-01-07 | SCE | IMPERIAL | 342 WEST SINCLAIR ROAD CALIPATRIA 92233 | 619-348-4080 | CALIFORNIA ENERGY COMPANY | FRED MANUEL | 619-348-4000 | 950 WEST LINDSEY ROAD, CALIPATRIA CA 92233 | FRED MANUEL | 619-348-4000 | 950 WEST LINDSEY RD, CALIPATRIA CA 92233
CALENERGY | A.W. HOCH | T0012 | GEOTHERMAL | GEOTHERMAL - HYDROTHERMAL | DOUBLE-FLASH CYCLE | 38 | 42 | 1989-02-11 | SCE | IMPERIAL | 7029 GENTRY ROAD CALIPATRIA 92233 | 619-348-4050 | CALIFORNIA ENERGY COMPANY | FRED MANUEL | 619-348-4000 | 950 WEST LINDSEY ROAD, CALIPATRIA CA 92233 | FRED MANUEL | 619-348-4000 | 950 WEST LINDSEY RD, CALIPATRIA CA 92233
CALENERGY | J.J. ELMORE | T0015 | GEOTHERMAL | GEOTHERMAL - HYDROTHERMAL | DOUBLE-FLASH CYCLE | 38 | 42 | 1988-02-05 | SCE | IMPERIAL | 786 WEST SINCLAIR ROAD CALIPATRIA 92233 | 619-348-4065 | CALIFORNIA ENERGY COMPANY | FRED MANUEL | 619-348-4000 | 950 WEST LINDSEY RD, CALIPATRIA CA 92233 | FRED MANUEL | 619-348-4000 | 950 WEST LINDSEY RD, CALIPATRIA CA 92233
CALENERGY | SALTON SEA #3 | T0049 | GEOTHERMAL | GEOTHERMAL - HYDROTHERMAL | DOUBLE-FLASH CYCLE | 49.8 | 49.8 | 1989-01-03 | SCE | IMPERIAL | 6922 CRUMMER ROAD (& KUNS ROAD, SW OF NILAND, SALTON SEA) CALIPATRIA 92233 | 619-348-4151 | CALIFORNIA ENERGY COMPANY | FRED MANUEL | 619-348-4000 | 950 WEST LINDSEY RD, CALIPATRIA CA 92233 | FRED MANUEL | 619-348-4000 | CONFIDENTIAL
CALIF.INST.FOR MEN | O.L.S. ENERGY (CHINO MEN'S INSTITUTION) | G0404 | OIL/GAS | OIL/GAS - NATURAL GAS (COGEN) | COMBINED CYCLE/TOPPING CYCLE | 27.6 | 27.75 | 1987-12-24 | SCE | SAN BERNARDINO | 5601 EUCALYPTUS AVENUE CHINO 91710 | 909-597-0338 | O.L.S. ENERGY | CONFIDENTIAL | CONFIDENTIAL | CONFIDENTIAL | CONFIDENTIAL | CONFIDENTIAL
CALPINE | CALPINE MONTEREY COGEN | G0661 | OIL/GAS | OIL/GAS - NATURAL GAS (COGEN) |  | 28.5 | 28.5 | 1990-04-27 | PG&E | SANTA CRUZ | 831 WALKER STREET WATSONVILLE 95076 | 408-761-5355 | WATSONVILLE COGENERATION | ELAINE WEAVERS | 801-363-2520 | 257 EAST 200 SOUTH, STE 800, SALT LAKE CITY UT 84111
CALPINE | GILROY COGENERATION | G0229 | OIL/GAS | OIL/GAS - NATURAL GAS (COGEN) |  | 130 | 130 | 1987-09-18 | PG&E | SANTA CLARA | 1350 PACHECO PASS HIGHWAY GILROY 95020 | 408-874-1414 | GILROY ENERGY CO. |  | 408-874-1414 | PO BOX 1764, GILROY CA 95821 |  |  | PO BOX 11279, SANTA ROSA CA 95406
CALPINE CORPORATION | BEAR CANYON #1 | T0005 | GEOTHERMAL | GEOTHERMAL - DRY STEAM |  | 10 | 11 | 1988-09-06 | PG&E | LAKE | 19759 HIGHWAY 175 MIDDLETOWN 95461 | 707-987-0651 | CALPINE CORPORATION | BRYAN BERTACCHI | 707-987-0651 | 19759 HIGHWAY 175,MIDDLETOWN CA 95461 | JAKE RUDISILL | 707-527-6700 | PO BOX 11279, SANTA ROSA CA 95406
CALPINE CORPORATION | BEAR CANYON #2 | T0006 | GEOTHERMAL | GEOTHERMAL - DRY STEAM |  | 10 | 11 | 1988-09-02 | PG&E | LAKE | 19759 HIGHWAY 175 MIDDLETOWN 95461 | 707-987-0651 | CALPINE CORPORATION | BRYAN BERTACCHI | 707-987-0651 | 19759 HIGHWAY 175,MIDDLETOWN CA 95461 | JAKE RUDISILL | 707-527-6700 | PO BOX 11279, SANTA ROSA CA 95406
CALPINE CORPORATION | WEST FORD FLAT | T0007 | GEOTHERMAL | GEOTHERMAL - DRY STEAM |  | 30 | 27 | 1988-12-11 | PG&E | LAKE | 10350 SOCRATES MINE ROAD MIDDLETOWN 95461 | 707-987-9238 | CALPINE CORPORATION | BRYAN BERTACCHI | 707-987-9238 | 10350 SOCRATES MINE RD, MIDDLETOWN CA 95461 | JAKE RUDISIL | 707-527-6700 | 50 WEST SAN FERNANDO, 5TH FLOOR, SAN JOSE CA 95113
CALPINE CORPORATION | AGNEWS STATE HOSPITAL | G0221 | OIL/GAS | OIL/GAS - NATURAL GAS (COGEN) |  | 36.1 | 36.1 | 1990-10-19 | PG&E | SANTA CLARA | 3530 ZANKER ROAD SAN JOSE 95134-2200 | 408-456-2690 | CALPINE CORPORATION | TOM CONROOD/COONROD | 408-456-2690 | 3530 ZANKER RD., SAN JOSE CA 95134-2200 | ANGELO URBANI | 408-995-5115 | 50 W. SAN FERNANDO ST, SAN JOSE 95113
CALPINE CORPORATION | GREENLEAF UNIT TWO | G0239 | OIL/GAS | OIL/GAS - NATURAL GAS (COGEN) |  | 49.5 | 49.5 | 1989-10-12 | PG&E | SUTTER | 875 NORTH WALTON AVENUE YUBA CITY 95991 | 916-755-3900 | GREENLEAF UNIT TWO ASSOCIATES, INC |  | 916-755-3900 | 3 RADNOR CORPORATE CENTER, RANDOR PA 19087-4574 | PETER CARTWRIGHT | 408-995-5115
CALPINE CORPORATION | AMERICAN #1 | G0019 | OIL/GAS | OIL/GAS - NATURAL GAS (COGEN) |  | 120 | 120 | 1989-03-14 | PG&E | MONTEREY | 750 METZ ROAD KING CITY 93930 | 408-385-4090 | UTILCO GROUP | BOB CALLERY | 108-385-4090 | 750 METZ RD, KING CITY CA 93930
CALPINE CORPORATION | GEYSERS #16 | T0027 | GEOTHERMAL | GEOTHERMAL - DRY STEAM |  | 113 | 124 | 1985-10-01 | PG&E | LAKE | CLOVERDALE | 707-431-3942 | CALPINE CORPORATION
CALPINE CORPORATION | GEYSERS #17 | T0028 | GEOTHERMAL | GEOTHERMAL - DRY STEAM |  | 113 | 124 | 1982-12-18 | PG&E | SONOMA | CLOVERDALE |  | CALPINE CORPORATION
CALPINE CORPORATION | GEYSERS #18 | T0029 | GEOTHERMAL | GEOTHERMAL - DRY STEAM |  | 113 | 124 | 1983-02-15 | PG&E | SONOMA | CLOVERDALE |  | CALPINE CORPORATION
CALPINE CORPORATION | GEYSERS #20 | T0030 | GEOTHERMAL | GEOTHERMAL - DRY STEAM |  | 113 | 124 | 1985-10-01 | PG&E | SONOMA | CLOVERDALE |  | CALPINE CORPORATION | [5 empty] | CONFIDENTIAL
CARDINAL COGENERATION | CARDINAL COGENERATION | G0080 | OIL/GAS | OIL/GAS - NATURAL GAS (COGEN) |  | 49.9 | 49.9 | 1988-02-20 | PG&E | SANTA CLARA | BLDG 14-105 STANFORD UNIVERSITY STANFORD 94305-4114 | 408-723-4451 | [6 empty] | 9500 COLDWATER CREEK RD, KELSEYVILLE CA 95451
CARSON COGENERATION COMPANY | CARSON COGENERATION COMPANY | G0084 | OIL/GAS | OIL/GAS - NATURAL GAS (COGEN) | GAS TURBINE COMBINED CYCLE | 50.4 | 50.4 | 1989-12-22 | SCE | LOS ANGELES | 17171 SOUTH CENTRAL AVENUE CARSON 90746 | 310-635-9827 | CARSON COGENERATION COMPANY | CONFIDENTIAL | CONFIDENTIAL | CONFIDENTIAL | CONFIDENTIAL | CONFIDENTIAL | 423 EAST ST, CHARLES ST, SAN ANDREAS 95249
CCPA (CSC 10%, MID 40%, SMUD 50%) | COLDWATER CREEK #1-#2 | T0008 | GEOTHERMAL | GEOTHERMAL - DRY STEAM |  | 123.6 | 130 | 1988-06-01 | PG&E | SONOMA | CLOVERDALE 95451 |  | CCPA | RAY FOSSA | 707-928-5291 | 9500 COLDWATER CREEK RD, KELSEYVILLE CA 95451 | KEN BYERS | 707-928-5291 | 1416 9TH ST, BOX 942836, SACRAMENTO CA 94236-0001
CCWD | COLLIERVILLE POWER HOUSE | H0107 | HYDROELECTRIC | HYDRO |  | 260.3 | 243 | 1990-02-01 | CCWD | CALAVERAS | SAN ANDREAS | 209-754-3543 |  |  |  |  | STEVE FELTE | 209-754-3543 | 1416 9TH ST, PO BOX 388, SACRAMENTO 95802
CDWR | ALAMO | H0058 | HYDROELECTRIC | HYDRO | HYDRAULIC TURBINE - CONVENTIONAL | 17 | 17 | 1986-07-30 | SCE | LOS ANGELES | 31849 N. LAKE HUGES ROAD CASTAIC 91384 |  | CDWR | L. LONG | 916-323-4033 | PO BOX 98, CASTAIC CA 91310 | BRUCE JOHNSON | 916-324-6164 | 1416 9TH ST, PO BOX 388, SACRAMENTO 95802
CDWR | MOJAVE SIPHON #1-#3 | H0337 | HYDROELECTRIC | HYDRO | HYDRAULIC TURBINE - PIPELINE | 32.4 | 32.4 | 1995-06-01 | SCE | SAN BERNARDINO | HESPERIA 89029 |  | CDWR | J.H. LAWDER | 916-445-9248 | 1416 9TH ST, BOX 942836,, SACRAMENTO CA 94236-0001 | JAMES SNOW | 916-324-6164 | 1416 9TH ST, PO BOX 388, SACRAMENTO 95802
CDWR | WILLIAM E. WARNE #1-#2 | H0567 | HYDROELECTRIC | HYDRO | HYDRAULIC TURBINE - CONVENTIONAL | 76 | 75 | 1982-11-01 | SCE | LOS ANGELES | 31849 NORTH LAKE HUGHES ROAD CASTAIC 91310 |  | CDWR | L. LONG |  | PO BOX 98, CASTAIC CA 91310 | JAMES SNOW | 916-324-6164 | 1416 9TH ST, BOX 942836, SACRAMENTO CA 94236-0001
CDWR | THERMALITO #1-#4 | H0510 | HYDROELECTRIC | HYDRO - PUMPED STORAGE |  | 105.1 | 115.1 | 1968-11-01 | OWID | BUTTE | 460 GLEN DRIVE OROVILLE 95965 |  | CDWR | R. WILLIAMS |  | PO BOX 1191, OROVILLE CA 95965 | MIKE FORD | 916-324-6164 | 1416 9TH ST, BOX 942836, SACRAMENTO CA 94236-0001
CDWR | DEVIL CANYON #1-#4 | H0137 | HYDROELECTRIC | HYDRO | HYDRAULIC TURBINE - CONVENTIONAL | 120 | 280 | 1972-12-01 | SCE | SAN BERNARDINO | 6900 DEVIL CANYON ROAD SAN BERNARDINO 92407 |  | CDWR | L. LONG |  | 6900 DEVIL CANYON ROAD, SAN BERNARDINO CA 92407 | JAMES SNOW | 916-324-6164 | CDWR: 1416 9TH ST, BOX 942836, SACRAMENTO CA 94236-0001
CDWR | EDWARD G. HYATT #1-#6 | H0164 | HYDROELECTRIC | HYDRO - PUMPED STORAGE |  | 784.8 | 644.4 | 1968-03-01 | PG&E | BUTTE | 460 GLEN DRIVE OROVILLE 95965 |  | CDWR | R. WILLIAMS |  | PO BOX 1191, OROVILLE CA 95965 | MIKE FORD | 916-324-6164
CDWR (55%), USBR (45%) | GIANELLI #1-#8 | H0452 | HYDROELECTRIC | HYDRO - PUMPED STORAGE |  | 401 | 424 | 1968-09-01 | PG&E | MERCED | 31770 WEST HIGHWAY 152 SANTA NELLA 95322 | 209-826-0718 | USBR | J.N. MOORE |  | MID-PACIFIC REGL, 3310 EL CAMINO AVE, SUITE 300 SACRAMENTO CA 95821 | CDWR: D.N. KENNEDY | 916-653-5791 | 575 MARKET, 7TH FLR, SAN FRANCISCO CA 94105
CENTRAL VALLEY AUTHORITY | CARSON ICE-GEN | G0085 | OIL/GAS | OIL/GAS - NATURAL GAS (COGEN) | COMBUSTION TURBINE WITH WASTE HEAT | 95 | 97 | 1995-10-01 | SMUD | SACRAMENTO | 8521 LAGUNA STATION RD (ADJACENT TO SAC REGIONAL COUNTY WASTEWATER) SACRAMENTO |  | SMUD |  |  | 6201 S ST, SACRAMENTO 95817, PO BOX 15830, 95852-1830 |  |  | 575 MARKET, 7TH FLR, SAN FRANCISCO CA 94105
CHEVRON U.S.A. | CHEVRON (TAFT/CADET) | G0107 | OIL/GAS | OIL/GAS - NATURAL GAS (COGEN) |  | 10 | 10 | 1982-07-26 | PG&E | KERN | TAFT 93268 | [6 empty] | 415-894-7700 | 575 MARKET, 7TH FLR, SAN FRANCISCO CA 94105
CHEVRON U.S.A. | CHEVRON (COALINGA) | G0100 | OIL/GAS | OIL/GAS - NATURAL GAS (COGEN) | GAS TURBINE/HEAT RECOVERY STEAM GENERATR | 16.5 | 16.5 | 1986-11-07 | PG&E | FRESNO | 39405 SOUTH DERRICK COALINGA 93210 | 209-935-6232 | [5 empty] | 415-894-7700 | 575 MARKET, 7TH FLR, SAN FRANCISCO CA 94105
CHEVRON U.S.A. | GAVIOTA OIL PLANT | G0453 | OIL/GAS | OIL/GAS - NATURAL GAS (COGEN) | COMBUSTION TURBINE/TOPPING CYCLE | 17.2 | 17.2 | 1987-12-15 | SCE | SANTA BARBARA | 17100 CALLE MARIPOSA REINA GAVIOTA 93117 | 805-562-3600 | CHEVRON U.S.A. | CONFIDENTIAL | CONFIDENTIAL | CONFIDENTIAL |  | 415-894-7700 | 575 MARKET, 7TH FLR, SAN FRANCISCO CA 94105
CHEVRON U.S.A. | CHEVRON (CYMRIC) | G0102 | OIL/GAS | OIL/GAS - NATURAL GAS (COGEN) |  | 21.04 | 21.04 | 1982-07-22 | PG&E | KERN | WEST OF FRANCO WESSTERN, SE OF CYMRIC ROAD MCKITTRICK 93251 |  | CHEVRON U.S.A. |  | 805-395-3300 | PO BOX 1392, BAKERSFIELD CA 93302 |  | 415-894-7700 | 575 MARKET, 7TH FLR, SAN FRANCISCO CA 94105
CHEVRON U.S.A. | EL SEGUNDO REFINERY ST2-ST3, GT1-GT3 (ST1 RETIRED) | G0108 | OIL/GAS | OIL/GAS - NATURAL GAS (COGEN) | COMBUSTION TURBINE/TOPPING CYCLE | 48.2 | 48.2 | 1996-03-14 | SCE | LOS ANGELES | 324 WEST EL SEGUNDO BLVD EL SEGUNDO 90245 | 310-615-5375 | CHEVRON U.S.A. | BOB GOLDSWORTHY | 310-615-5375 | 324 W EL SEGUNDO BLVD, EL SEGUNDO CA 90245 |  | 415-894-7700 | 575 MARKET, 7TH FLR, SAN FRANCISCO CA 94105
CHEVRON U.S.A. | CHEVRON (KERN RIVER EASTRIDGE) | G0103 | OIL/GAS | OIL/GAS - NATURAL GAS (COGEN) |  | 44 | 48.8 | 1988-06-13 | PG&E | KERN | KERN RIVER OIL FIELD BAKERSFIELD 93306 |  | CHEVRON U.S.A. |  | 805-395-3300 | PO BOX 1392, BAKERSFIELD CA 93302 |  | 415-894-7700 | 575 MARKET, 7TH FLR, SAN FRANCISCO CA 94105
CHEVRON U.S.A. | EL SEGUNDO REFINERY ST2-ST3, GT1-GT3 (ST1 RETIRED) | G0106 | OIL/GAS | OIL/GAS - NATURAL GAS (COGEN) | COMBUSTION TURBINE/TOPPING CYCLE | 76.7 | 76.7 | 1987-12-29 | SCE | LOS ANGELES | 324 WEST EL SEGUNDO BLVD EL SEGUNDO 90245 | 310-615-5375 | CHEVRON U.S.A. | BOB GOLDSWORTHY | 310-615-5375 | 324 W EL SEGUNDO BLVD, EL SEGUNDO CA 90245 |  | 415-894-7700 | 201 S. ANAHEIM BLVD, ANAHEIM CA 92805
CHEVRON U.S.A. | CHEVRON (RICHMOND REFINERY) | G0104 | OIL/GAS | OIL/GAS - NATURAL GAS (COGEN) |  | 99 | 135 | 1992-08-31 | PG&E | CONTRA COSTA | 841 CHEVRON WAY (& CASTRO ST) RICHMOND 94801 | 510-242-2954 |  | R.W. THOMPSON | 510-620-2588 | PO BOX 1272, RICHMOND 94802 |  | 415-894-7700 | 164 W. MAGNOLIA BLVD, BURBANK CA 91503-0631
CITY OF ANAHEIM | ANAHEIM GAS TURBINE | G0026 | OIL/GAS | OIL/GAS - NATURAL GAS | COMBUSTION TURBINE, METHANE | 49.2 | 46.4 | 1990-11-28 | ANAHEIM | ORANGE | 1144 N KRAEMER BLVD ANAHEIM 92806 |  | ANAHEIM PUBLIC UTILTIES DEPT. | R.E. BUTRYN |  | 201 S. ANAHEIM BLVD, BOX 3222, ANAHEIM 92805 | GRAHAM BOWEN | 714-666-2044 | 164 W. MAGNOLIA BLVD, BURBANK CA 91503-0631
CITY OF BURBANK | MAGNOLIA #2-#5 (#2 NON-OPERATIONAL) | G0329 | OIL/GAS | OIL/GAS - NATURAL GAS | STEAM TURBINE, COMBINED CYCLE | 74.2 | 91.1 | 1949-01-01 | BURBANK | LOS ANGELES | 164 WEST MAGNOLIA BLVD BURBANK 91503-0631 | 818-238-3699 | CITY OF BURBANK | RONALD STASSI |  | 164 W. MAGNOLIA BLVD, BURBANK CA 91502 | DENNIS K MORAN | 818-238-3699 | 141 N GLENDALE AVE, GLENDALE CA 91206
CITY OF BURBANK | OLIVE #1-#4 | G0410 | OIL/GAS | OIL/GAS - NATURAL GAS | STEAM TURBINE, GAS TURBINE | 156.7 | 172 | 1959-01-01 | BURBANK | LOS ANGELES | 164 WEST MAGNOLIA BLVD BURBANK 91502 | 818-238-3699 | CITY OF BURBANK | RONALD STASSI |  | 164 W. MAGNOLIA BLVD, BURBANK CA 91502 | DENNIS K. MORAN | 818-238-3699 | 150 S. LOS ROBLES AVE, STE 200, PASADENA CA 91101
CITY OF GLENDALE | GRAYSON #1-#8 (#1-#2 NON-OPERATIONAL) | G0236 | OIL/GAS | OIL/GAS - NATURAL GAS | STEAM & COMBUSTION TURB, COMBINED CYCLE | 239 | 291 | 1941-04-01 | GLENDALE | LOS ANGELES | 634 BEKINS WAY GLENDALE 91201 | 818-548-3980 | CITY OF GLENDALE | GIL ESPINOSA | 818-548-2113 | 141 N GLENDALE AVE, GLENDALE CA 91206 | GIL ESPINOSA | 818-548-2113 | 150 S LOS ROBLES AVE, STE 200, PASADENA CA 91101
CITY OF PASADENA | GLENARM #1-#2 | G0231 | OIL/GAS | OIL/GAS - NATURAL GAS | COMBUSTION TURBINE | 52 | 57.8 | 1975-01-01 | PASADENA | LOS ANGELES | 45 EAST GLENARM AVENUE PASADENA 91105 |  | CITY OF PASADENA | G. WILSON |  | STA 72 E GLENARM, PASADENA CA 91105 | RUFUS HIGHTOWER | 818-405-4409
CITY OF PASADENA | BROADWAY #1-#3 | G0061 | OIL/GAS | OIL/GAS - NATURAL GAS | STEAM TURBINE | 150 | 150 | 1955-01-01 | PASADENA | LOS ANGELES | 130 WALLIS PASADENA 91105 |  | CITY OF PASADENA | G. WILSON |  | 130 WALLIS, PASADENA CA 91105 | RUFUS HIGHTOWER | 818-405-4409 | PO BOX 496071, REDDING 96049-6071
CITY OF REDDING | CITY OF REDDING | G0005 | OIL/GAS | OIL/GAS - NATURAL GAS (COGEN) |  | 28 | 30 | 1989-01-04 | PG&E | SHASTA | ADDRESS CONFIDENTIAL REDDING 96001 | [7 empty] | 4303 SANTA FE AVE, VERNON CA 90058
CITY OF REDDING | REDDING POWER CT1-CT3, ST1 | G0487 | OIL/GAS | OIL/GAS - NATURAL GAS | STEAM TURBINE & COMBUSTION TURBINES | 102.5 | 102.5 | 1994-01-01 | REDDING | SHASTA | 17120 CLEAR CREEK ROAD REDDING 96001 |  | CITY OF REDDING | PHILIP HECKENBERG | 916-245-7020 | 760 PARKVIEW AVE, REDDING CA 96001 | PHIL HECKENBERG | 916-245-7020 | PO BOX 796, CHESTER CA 96020
CITY OF VERNON | VERNON #1-#5, GT1-GT2 | G0652 | OIL/GAS | OIL/GAS - NATURAL GAS |  | 31.26 | 44 |  | VERNON | LOS ANGELES | 2715 E 50TH ST LOS ANGELES 90058 |  | VERNON MUNICIPAL LIGHT DEPT. | KENNETH J. DEDARIO | 213-583-8811 | 4305 SANTA FE AVE, VERNON 90058 | BRUCE V. MALKENHORST | 213-583-8811 | 636 STATE ST, EL CENTRO, CA 90607
CIVIC CENTER COGENERATION | CIVIC CENTER COGENERATION | G0758 | OIL/GAS | OIL/GAS - NATURAL GAS (COGEN) |  | 26.4 | 26.4 | 1988-05-01 | SCE | LOS ANGELES | 301 NORTH BROADWAY LOS ANGELES 90012 | 213-974-9504 | [6 empty] | CONFIDENTIAL
COLLINS PINE COMPARY | COLLINS PINE | E0026 | WTE | BIOMASS - WOODWASTE (COGEN) |  | 12 | 12 | 1984-04-04 | PG&E | PLUMAS | 500 MAIN STREET CHESTER 96020 | 916-258-2111 | COLLINS PINE CO. | JIM STEWART | 916-258-2111 | PO BOX 796, CHESTER CA 96020 | JIM STEWART | 916-258-2112 | 1200 E. RIDGEWOOD AVE, RIDGEWOOD NJ 07450
COLMAC ENERGY | MECCA PLANT | E0027 | WTE | BIOMASS - AG. & WOODWASTE | ARICULTURAL WASTE | 49.9 | 49.9 | 1991-12-20 | SCE | RIVERSIDE | 62-300 GENE WELMAS DRIVE (HWY 111 AND AVENUE 62) MECCA 92254 | 619-396-2554 | COLMAC ENERGY INC | CHARLES JOHNSON | 619-396-2554 | 636 STATE ST, EL CENTRO, CA 90607 | LARRY OSBORN | 619-396-2554 | CONFIDENTIAL
COMMERCE REFUSE TO ENERGY | COMMERCE REFUSE-TO-ENERGY | E0113 | WTE | MSW - REFUSE-DERIVED | MUNICIPAL SOLID WASTE | 12 | 12 | 1986-11-13 | SCE | LOS ANGELES | 5926 SHEILA STREET COMMERCE 90040 | 213-721-1278 | LOS ANGELES SANITATION DISTRICT | MIKE SELNA | 310-699-7411 | 1955 WORKMAN MILL RD, WHITTIER CA 92607 | CONFIDENTIAL | CONFIDENTIAL | CONFIDENTIAL
COMMUNITY ENERGY ALTERNATIVES, INC (CEA) | TRACY BIOMASS | E0096 | WTE | BIOMASS - AG. & WOODWASTE |  | 21 | 21.5 | 1990-04-26 | PG&E | SAN JOAQUIN | 14800 W. SCHULTE ROAD TRACY 95376 | 209-835-6914 | TRACY OPERATORS | LARRY K. LIEN | 209-835-6914 | PO BOX 1211, TRACY CA 95378-1211 | ART NISLICK | 201-652-2772 | CONFIDENTIAL
CONTAINER CORP OF AMERICA | JEFFERSON SMURFIT CORPORATION | G0145 | OIL/GAS | OIL/GAS - NATURAL GAS (COGEN) | COMBUSTION TURBINE/TOPPING CYCLE | 40 | 40 | 1985-12-31 | SCE | LOS ANGELES | 201 E. 57TH STREET VERNON 90058 | 213-586-6949 | CONTAINER CORP OF AMERICA | CONFIDENTIAL | CONFIDENTIAL | CONFIDENTIAL | CONFIDENTIAL | CONFIDENTIAL | 1500 WARBURTON AVE, SANTA CLARA CA 95050
CORAM | CANNON/CVP POWER PURCHASE CONTRACT TRUST | W0027 | WIND | WIND | WINDPARK | 25.512 | 28 | 1988-01-01 | SCE | KERN | HWY 58 AND SAND CANYON ROAD TEHACHAPI 93501 |  | CANNON ENERGY CORP | ALAN ZLOTNIK | 714-634-4420 | PO BOX 1457, TEHACHAPI CA 93581 | CONFIDENTIAL | CONFIDENTIAL | 1500 WARBURTON AVE, SANTA CLARA CA 95050
COUNTY OF LOS ANGELES | PITCHESS HONOR RANCH | G0157 | OIL/GAS | OIL/GAS - NATURAL GAS (COGEN) | COMBINED CYCLE/TOPPING CYCLE | 28.709 | 28.709 | 1988-07-14 | SCE | LOS ANGELES | 29300 THE OLD ROAD CASTAIC 91350 | 213-481-4211 | COUNTY OF LOS ANGELES | CONFIDENTIAL | CONFIDENTIAL | CONFIDENTIAL | CONFIDENTIAL | CONFIDENTIAL | CSW: 1616 WOODALL RODGERS FREEWAY, DALLAS TX 75266
CSC | GRIZZLY | H0213 | HYDROELECTRIC | HYDRO |  | 23.5 | 22 | 1993-11-01 | PG&E | PLUMAS | QUINCY | [5 empty] | PAUL E. WILSON | 408-984-3161 | 25500 HAWTHORNE, STE 2120, TORRANCE 90505
CSC | GIANERA #1-#2 | G0228 | OIL/GAS | OIL/GAS - NATURAL GAS | COMBUSTION TURBINE | 50 | 50 | 1986-01-01 | CSC | SANTA CLARA | 2339 GIANERA STREET SANTA CLARA | [5 empty] | PAUL E. WILSON | 408-984-3161 | 2500 CITYWEST BLVD, STE 150, BOX 4411, HOUSTON TX 77042
CSW ENERGY AND ARK ENERGY | OILDALE ENERGY LLC | G0409 | OIL/GAS | OIL/GAS - NATURAL GAS (COGEN) |  | 33.8 | 33.8 | 1985-03-14 | PG&E | KERN | 1134 MANOR STREET (& NORRIS RD) BAKERSFIELD 93308 | 805-392-0301 | OILDALE COGENERATION PARTNERS | HARRY SCARBOROUGH | 805-392-0301 | PO BOX 81496, BAKERSFIELD 93380 |  | 214-777-1701 | 2500 CITYWEST BLVD, STE 150, BOX 4411, HOUSTON TX 77042
CTV MANAGEMENT GROUP | CTV POWER PURCHASE CONTRACT TRUST | W0023 | WIND | WIND | WINDPARK | 13.775 | 14 | 1986-04-22 | SCE | KERN | OAK CREEK ROAD TEHACHAPI 93561 | 310-373-4550 |  | CONFIDENTIAL | CONFIDENTIAL | CONFIDENTIAL |  | 310-373-4550 | 2500 CITYWEST BLVD, STE 150, BOX 4411, HOUSTON TX 77042
DESTEC ENERGY INC | CORONA COGEN | G0149 | OIL/GAS | OIL/GAS - NATURAL GAS (COGEN) | COMBINED CYCLE/TOPPING CYCLE | 42 | 42 | 1988-05-21 | SCE | RIVERSIDE | 1130 WEST RINCON STREET CORONA 91720 | 909-272-0612 | CORONA ENERGY PARTNERS | CONFIDENTIAL | CONFIDENTIAL | CONFIDENTIAL | ROBERT MCFEDRIES | 713-735-4000 | 2500 CITYWEST BLVD, STE 150, BOX 4411, HOUSTON TX 77042
DESTEC ENERGY INC | LIVE OAK LIMITED | G0315 | OIL/GAS | OIL/GAS - NATURAL GAS (COGEN) |  | 48.094 | 48 | 1991-03-16 | PG&E | KERN | 7001 GRANITE ROAD BAKERSFIELD 93308 | 805-393-5751 | DESTEC ENERGY | JEANNE BENEDETTI | 805-393-6885 | 34759 LENCIONI AVE, STE A, BAKERSFIELD 93308 | ROBERT MCFEDRIES | 713-735-4000 | 2500 CITYWEST BLVD, STE 150, BOX 4411, HOUSTON TX 77042
DESTEC ENERGY INC | MCKITTRICK LIMITED | G0339 | OIL/GAS | OIL/GAS - NATURAL GAS (COGEN) |  | 48.094 | 48 | 1991-10-16 | PG&E | KERN | 4905 WEST REWARD ROAD MCKITTRICK 93251 | 805-762-7391 | DESTEC ENERGY | JEANNE BENEDETTI | 805-393-6885 | 34769 LENCIONI AVE, STE A, BAKERSFIELD 93308 | ROBERT MCFEDRIES | 713-735-4000 | 2500 CITYWEST BLVD, STE 150, BOX 4411, HOUSTON TX 77042
DESTEC ENERGY INC | BADGER CREEK COGEN | G0040 | OIL/GAS | OIL/GAS - NATURAL GAS (COGEN) | GAS TURBINE | 48.094 | 48.094 | 1991-04-19 | PG&E | KERN | 5801 GRANITE ROAD (& OILFIELD ROAD) BAKERSFIELD 93308 | 805-392-9063 | DESTEC ENERGY | JEANNE BENEDETTI | 805-393-6885 | 34759 LENCIONI AVE, STE A, BAKERSFIELD 93308 | ROBERT MCFEDRIES | 713-735-4000 | 2500 CITYWEST BLVD, STE 150, BOX 4411, HOUSTON TX 77042
DESTEC ENERGY INC | CHALK CLIFF COGEN | G0429 | OIL/GAS | OIL/GAS - NATURAL GAS (COGEN) |  | 48.094 | 48.094 | 1990-03-20 | PG&E | KERN | 29041 HIGHWAY 33 MARICOPA 93252 | 805-769-8976 | DESTEC ENERGY | JEANNE BENEDETTI | 805-393-6885 | 34759 LENCIONI AVE. STE A, BAKERSFIELD 93308 | ROBERT MCFEDRIES | 713-735-4000 | 2500 CITYWEST BLVD, STE 150, BOX 4411, HOUSTON TX 77042
DESTEC ENERGY INC | KERN FRONT LIMITED | G0292 | OIL/GAS | OIL/GAS - NATURAL GAS (COGEN) | GAS TURBINE | 48.094 | 48.094 | 1989-01-07 | PG&E | KERN | 12241 OILFIELD ROAD BAKERSFIELD 93308 | 805-392-9734 | KERN FRONT LIMITED | JEANNE BENEDETTI | 805-393-6885 | 34759 LENCIONI AVE, STE A BAKERSFIELD, 93308 | ROBERT MCFEDRIES | 713-735-4000 | 2500 CITYWEST BLVD, STE 150, BOX 4411, HOUSTON TX 77042
DESTEC ENERGY INC | HIGH SIERRA LIMITED | G0258 | OIL/GAS | OIL/GAS - NATURAL GAS (COGEN) | GAS TURBINE | 48.094 | 48.094 | 1989-02-24 | PG&E | KERN | 10600 OILFIELD ROAD BAKERSFIELD 93308 | 805-393-1160 |  |  |  |  | ROBERT MCFEDRIES | 713-735-4000 | 2500 CITYWEST BLVD, STE 150, BOX 4411, HOUSTON TX 77042
DESTEC ENERGY INC | BEAR MOUNTAIN COGEN | G0428 | OIL/GAS | OIL/GAS - NATURAL GAS (COGEN) | GAS TURBINE | 48.094 | 48.1 | 1995-04-03 | PG&E | KERN | 7001 CAMINO GRANDE DRIVE BAKERSFIELD 93306 |  | DESTEC ENERGY | JEANNE BENEDETTI | 805-393-6885 | 34759 LENCIONI AVE, STE A, BAKERSFIELD 93308 | ROBERT MCFEDRIES | 713-735-4000 | DESTEC: 2500 CITYWEST BLVD, STE 150, BOX 4411, HOUSTON TX 77
DESTEC ENERGY INC | SAN JOAQUIN COGEN | G0529 | OIL/GAS | OIL/GAS - NATURAL GAS (COGEN) |  | 49.9 | 55 | 1990-01-09 | PG&E | SAN JOAQUIN | 17200 SOUTH HARLAND ROAD LATHROP 95330 | 209-858-5129 | CNG POWER CO | SCOTT KICKLER | 209-858-5129 | 17200 S. HARLAN RD, LATHROP CA 95330 | ROBERT MCFEDRIES | 713-735-4000 | 633 W. 5TH ST, STE 2800, LOS ANGELES CA 90071
DESTEC ENERGY INC | KERN RIVER COGENERATION | G0293 | OIL/GAS | OIL/GAS - NATURAL GAS (COGEN) | COMBUSTION TURBINE TOPPING CYCLE | 255 | 284 | 1985-05-01 | SCE | KERN | 100 S.W. CHINA GRADE LOOP BAKERSFIELD 93380 | 805-392-2289 | KERN RIVER COGEN | CONFIDENTIAL | CONFIDENTIAL | CONFIDENTIAL | ROBERT MCFEDRIES | 713-735-4000 | CONFIDENTIAL
DESTEC ENERGY INC & ESI ENERGY | DOUBLE C LIMITED | G0176 | OIL/GAS | OIL/GAS - NATURAL GAS (COGEN) | GAS TURBINEE | 48.094 | 48.094 | 1989-03-14 | PG&E | KERN | 10245 OILFIELD ROAD BAKERSFIELD 93308 | 805-392-0313 | DESTEC ENERGY | JEANNE BENEDETTI | 805-393-6885 | 34759 LENCIONI AVE, STE A, BAKERSFIELD 93308 | DESTEC: ROBERT MCFEDRIES | 713-735-4000 | 2030 WILLIARD H. DOW CENTER, MIDLANDL MI 48674
DIAMOND ENERGY INC. | DEXZEL | G0173 | OIL/GAS | OIL/GAS - NATURAL GAS (COGEN) | GAS TURBINE | 32 | 32 | 1989-01-30 | PG&E | KERN | 3300 MANOR STREET BAKERSFIELD 93308 | 805-393-1618 | DIAMOND ENERGY | TSUTOMA KAJITA | 213-485-0519 | 633 W 5TH ST, STE 2800, LOS ANGELES 90071 | MASANORI FUJIMOTO | 213-892-1300
DIFWIND V | DESERT WIND I POWER PURCHASE CONTRACT | W0039 | WIND | WIND | WINDPARK | 48 | 48 | 1989-11-01 | SCE | KERN | 6737 OAK CREEK ROAD MOJAVE 93501 | 805-823-2300 | DIFWIND FARMS LIMITED | CONFIDENTIAL | CONFIDENTIAL | CONFIDENTIAL | CONFIDENTIAL | CONFIDENTIAL
DOW CHEMICAL COMPANY | DOW CHEMICAL COMPANY | G0177 | OIL/GAS | OIL/GAS - NATURAL GAS (COGEN) | GAS TURBINE | 65.5 | 70 | 1977-07-01 | PG&E | CONTRA COSTA | NORTH END OF LOVERIDGE ROAD PITTSBURG 94565 | 510-432-5160 | DOW CHEMICAL | GREG DUBITSKY | 510-432-5154 | PO BOX 1398, PITTSBURG CA 94565 | FRANK POPOFF | 517-636-1000 | 245 MARKET ST,NIIE, SAN FRANCISCO 94105
DUKE ENERGY | OAKLAND #1-#3 | G0406 | OIL/GAS | OIL/GAS - DISTILLATE OIL | GAS COMBUSTION TURBINE | 165 | 201.3 | 1978-11-01 | PG&E | ALAMEDA | 50 GROVE STREET OAKLAND 94604 |  |  | PG&E |  | 1000 EAVANS AVE, SAN FRANCISCO 94124 |  | 408-633-6700 | CONFIDENTIAL
DUKE ENERGY | MORRO BAY #1-#4 (#1-#2 NON-OPERATIONAL) | G0371 | OIL/GAS | OIL/GAS - NATURAL GAS | STEAM TURBINE | 1002 | 1056.2 | 1955-10-01 | PG&E | SAN LUIS OBISPO | 1290 EMBARCADERO MORRO BAY 93442 | 805-595-5001 | PG&E | W.A. BROSSARD |  |  |  | 805-595-4200 | 1000 LOUISIANA, SUITE 5800, HOUSTON, TX 77002
DUKE ENERGY | MOSS LANDING #6-#7 (#1-#5 RETIRED) | G0372 | OIL/GAS | OIL/GAS - NATURAL GAS | STEAM TURBINE | 1478 | 1506 | 1950-04-01 | PG&E | MONTEREY | HWY 1 & DOLAN ROAD MOSS LANDING 95039-0027 | 408-633-6700 | DUKE ENERGY | R.T. NELSON | 408-633-6700 | HWY 1 & DOLAN RD, MOSS LANDING 95039-0027 | R. LIVINGSTON | 408-633-6700 | 1000 LOUISIANA, SUITE 5800, HOUSTON, TX 77002
DYNAMIS INC. | DYNAMIS COGEN | G0536 | OIL/GAS | OIL/GAS - NATURAL GAS (COGEN) |  | 38 | 38 | 1990-12-11 | PG&E | FRESNO | 1125 MUSCAT AVE SANGER 93657 | 209-875-0800 | DYNAMIS INC. |  | 209-875-0800 | 1125 MUSCAT, SANGER CA 93657 | CONFIDENTIAL | CONFIDENTIAL | 1000 LOUISIANA, SUITE 5800, HOUSTON, TX 77002
DYNEGY MARKETING & TRADE | LONG BEACH #1-#9 | G0319 | OIL/GAS | OIL/GAS - NATURAL GAS | COMBUSTION TURBINE, STEAM TURBINE | 530 | 586.5 | 1976-01-01 | SCE | LOS ANGELES | 2665 WEST SEASIDE BLVD, TERMINAL ISLAND LONG BEACH 90813 | 310-432-5771 | NRG/NORTHERN STATES POWER CO. |  |  |  | STEVE BURGSTROM--PRESIDENT/COO | 713-507-6800 | CONFIDENTIAL
DYNEGY MARKETING & TRADE | EL SEGUNDO #1-#4 | G0194 | OIL/GAS | OIL/GAS - NATURAL GAS | STEAM TURBINE | 1020 | 996.5 | 1955-05-01 | SCE | LOS ANGELES | 301 VISTA DEL MAR EL SEGUNDO 90245 | 310-615-6391 | NRG/NORTHERN STATES POWER CO. |  |  |  | STEVE BURGSTROM--PRESIDENT/COO | 713-507-6800 | PO BOX 24055, 375 11TH ST, OAKLAND 94623
DYNEGY MARKETING & TRADE | ENCINA ST1-ST5, GT1 | G0196 | OIL/GAS | OIL/GAS - NATURAL GAS | STEAM TURBINES & GAS TURBINE | 951 | 1134.3 | 1954-11-01 | SDG&E | SAN DIEGO | 4600 CARSBAD BLVD CARLSBAD 92008 | 619-931-7225 | NRG/NORTHERN STATES POWER CO. |  |  |  | STEVE BURGSTROM--PRESIDENT/COO | 713-507-6800 | PO BOX 24055, 375 11TH ST, OAKLAND 94623
E.F. OXNARD INC. | E.F. OXNARD | G0180 | OIL/GAS | OIL/GAS - NATURAL GAS (COGEN) | COMBINED CYCLE/TOPPING CYCLE | 48.5 | 48.5 | 1990-04-13 | SCE | VENTURA | 550 S. DIAZ AVENUE OXNARD 93030 | 805-385-6375 | E.F. OXNARD INC. | CONFIDENTIAL | CONFIDENTIAL | CONFIDENTIAL | CONFIDENTIAL | CONFIDENTIAL | CONFIDENTIAL
EBMUD | CAMANCHE #1-#3 | H0080 | HYDROELECTRIC | HYDRO |  | 10.8 | 10.8 | 1983-07-01 | PG&E | SAN JOAQUIN | CLEMENTS 95227 |  | EBMUD | D.M. MCCORD | 510-287-1121 | PO BOX 24055, 375 11TH ST, OAKLAND 94623 | JOHN A. MYERS | 510-287-1121 | 200 BERKELEY ST, BOX 111, BOSTON MA 02117-0111
EBMUD | PARDEE #1-#3 | H0380 | HYDROELECTRIC | HYDRO |  | 28.7 | 23.6 | 1930-07-01 | PG&E | AMADOR | PARDEE CENTER VALLEY SPRINGS 95252 | 209-772-8200 | EBMUD | D.M. MCCORD | 510-287-1121 | PO BOX 24055, 375 11TH ST, OAKLAND 94623 | JOHN A. MYERS | 510-287-1121
ENERGY CONVERSION TE | DIFWIND PARTNERS, LIMITED | W0041 | WIND | WIND | WINDPARK | 14.154 | 15.063 | 1985-12-18 | SCE | RIVERSIDE | 62195 GARRET AVE N. PALM SPRINGS 92262 |  | CORAM | CONFIDENTIAL | CONFIDENTIAL | CONFIDENTIAL | CONFIDENTIAL | CONFIDENTIAL
ENERGY INVESTORS FUNDS | KES KINGSBURG | G0286 | OIL/GAS | OIL/GAS - NATURAL GAS (COGEN) |  | 34.5 | 34.5 | 1990-12-05 | PG&E | FRESNO | 11765 E. MOUNTAINVIEW ROAD KINGSBURG 93631-9211 | 209-891-9040 | KENETECH FACILITIES MANAGEMENT INC. | CHRISTOPHER DIEZ | 619-339-9477 | 355 RESEARCH PARKWAY, MERIDEN CT 06450 | JOHN AUBRECHT | 617-572-4628
ENRON WIND CORP. | ZOND WINDSYSTEMS PARTNERS 85-A | W0214 | WIND | WIND | WINDPARK | 17 | 17 | 1985-11-13 | SCE | KERN | 13000 JAMESON STREET, 85-A REMOTE I (93581) TEHACHAPI 93561 |  | ZOND SYSTEMS, INC. | CONFIDENTIAL | CONFIDENTIAL | CONFIDENTIAL |  |  | CONFIDENTIAL
ENRON WIND CORP. | ZOND WINDSYSTEMS PARTNERS 85-B | W0213 | WIND | WIND | WINDPARK | 22.5 | 22.5 | 1985-12-05 | SCE | KERN | 13000 JAMESON STREET, 85-B REMOTE I (93581) TEHACHAPI 93561 |  | ZOND WIND SYSTEMS | CONFIDENTIAL | CONFIDENTIAL | CONFIDENTIAL |  |  | CONFIDENTIAL
ENRON WIND CORP. | OAK CREEK ENERGY SYSTEMS, INC. - PH II | W0122 | WIND | WIND | WINDPARK | 24 | 24 | 1986-02-10 | SCE | KERN | TEHACHAPI 93582-0469 |  | SEAWEST ENERGY GROUP | GARY WINDBERLY | 805-822-6835 | 1455 FRAZEE RD, #300, SAN DIEGO CA 92108 |  |  | CONFIDENTIAL
EUI MANAGEMENT P. H. | ENERGY DEVELOPMENT & CONST. CORP (KAREN) | W0052 | WIND | WIND | WINDPARK | 3 | 11.655 | 1985-01-31 | SCE | RIVERSIDE | KAREN AVENUE N. PALM SPRINGS 92258 |  | EUI MANAGEMENT PH, INC. | CONFIDENTIAL | CONFIDENTIAL | CONFIDENTIAL | CONFIDENTIAL | CONFIDENTIAL | 75 CHESTNUT RIDGE RD, MONTVALE NY 07645
EXXON COMPANY, U.S.A. | SANTA YNEZ FACILITY | G0202 | OIL/GAS | OIL/GAS - NATURAL GAS (COGEN) | COMBUSTION TURBINE/TOPPING CYCLE | 49 | 49 | 1993-08-19 | SCE | SANTA BARBARA | 12000 CALLE REAL SANTA BARBARA 93117 | 805-494-2000 | EXXON COMPANY, U.S.A. | CONFIDENTIAL | CONFIDENTIAL | CONFIDENTIAL | CONFIDENTIAL | CONFIDENTIAL | PERRYVILLE CORPORATE PARK, CLINTON ND 08809
FAIRHAVEN POWER COMPANY | FAIRHAVEN POWER COMPANY | E0037 | WTE | BIOMASS - WOODWASTE | GRATE BOILER | 17.25 | 19 | 1986-09-15 | PG&E | HUMBOLDT | 97 BAY STREET (& NAVY BASE ROAD) FAIRHAVEN 95564 | 707-445-5434 | FAIRHAVEN POWER CO | DENNIS JOHNSTON OR RON AUZENNE | 707-445-5434 | PO BOX 280 EUREKA CA 95501 | CONFIDENTIAL | CONFIDENTIAL
FEDERAL PAPERBOARD COMPANY INC | FPB COGENERATION | G0203 | OIL/GAS | OIL/GAS - NATURAL GAS (COGEN) | COMBINED CYCLE/TOPPING CYCLE | 24.7 | 24.7 | 1984-05-01 | SCE | LOS ANGELES | 5605 EAST 61ST STREET LOS ANGELES 90040 | 213-721-7824 | FPB COGEN INC | CONFIDENTIAL | CONFIDENTIAL | CONFIDENTIAL | MIKE PANKRATZ | 201-391-1776
FOSTER WHEELER POWER SYSTEMS, INC. | TOSCO MARTINEZ | G0613 | OIL/GAS | OIL/GAS - NATURAL GAS (COGEN) | GAS TURBINE/HEAT RECOVERY STEAM GENERATR | 99.9 | 99.9 | 1987-02-23 | PG&E | CONTRA COSTA | 550 SOLANO WAY MARTINEZ 94553 | 510-372-3806 | FOSTER WHEELER MARTINEZ |  | 415-372-3806 |  | PHIL PORTER | 908-730-4000
FPL ENERGY | PORT OF STOCKTON DISTRICT ENERGY | C0004 | COAL | COAL (COGEN) |  | 44 | 44 | 1987-12-07 | PG&E | SAN JOAQUIN | 2526 WEST WASHINGTON STREET STOCKTON 95203 | 209-467-3838 | SITHE ENERGY |  | 714-625-6791
FPL ENERGY, INC | EUI MANAGEMENT PH, INCORPORATED | W0047 | WIND | WIND | WINDPARK | 25.535 | 25.535 | 1985-12-31 | SCE | RIVERSIDE | SAN GORGONIO |  | EUI MANAGEMENT PH, INC/ENERGY UNLIMITED | TED GURNIAK | 415-484-3300 | 1 ALDWYN CENTER, VILLANOVA, PA 19085
FPL ENERGY, INC. | FLOWIND IV | W0067 | WIND | WIND | WINDPARK | 11.9 | 12.76 | 1985-12-31 | SCE | KERN | 16538 CAMERON RIDGE ROAD TEHACHAPI 93561 | 805-822-7935 | FLOWING CORPORATION | O. MEREDITH ERICKSON | 213-400-8684 | 990 A ST, STE 300, PLEASANTON CA 94901
FPL ENERGY, INC. | ORMESA II | T0043 | GEOTHERMAL | GEOTHERMAL - HYDROTHERMAL | BINARY CYCLE | 18.5 | 18.5 | 1987-12-31 | SCE | IMPERIAL | 3304 E. EVAN HEWES HIGHWAY HOLTVILLE 92250 | 619-356-4551 | ORMESA OPERATORS | CARL LEVESQUE | 619-356-4551 | PO BOX 86, 3304 E. EVANS HEWES HWY, HOLTVILLE CA 92250 |  |  | CONFIDENTIAL
FPL ENERGY, INC. | FLOWIND III | W0066 | WIND | WIND | WINDPARK | 36.56 | 47.12 | 1984-11-17 | SCE | KERN | 16538 CAMERON RIDGE ROAD TEHACHAPI 93561 | 805-822-7935 | [6 empty] | CONFIDENTIAL
FPL ENERGY, INC. | SANTA FE 1 | T0050 | GEOTHERMAL | GEOTHERMAL - DRY STEAM |  | 80 | 80 | 1984-03-14 | PG&E | LAKE | 8950 SOCRATES MINE ROAD MIDDLETOWN 95461 | 707-987-2335 | SANTA FE GEOTHERMAL INC. |  | 707-987-2335 | PO BOX 1009, MIDDLETOWN CA 95461 |  |  | 39899 BALENTINE DR, STE 275, NEWARK CA 94560
FRED NOBLE | WINDPOWER PARTNERS 1993 | W0195 | WIND | WIND | WINDPARK | 13.5 | 13.5 | 1984-12-13 | SCE | RIVERSIDE | 62125 DILLON N. PALM SPRINGS 92258 |  | RIVERVIEW VENTURES | CONFIDENTIAL | CONFIDENTIAL | CONFIDENTIAL | CONFIDENTIAL | CONFIDENTIAL | 18101 VON KARMEN AVE, #1700, IRVINE CA 92715-1007
FRIANT DAM | FRIANT DAM | H0198 | HYDROELECTRIC | HYDRO |  | 25 | 25 | 1985-04-16 | PG&E | MADERA | FRIANT |  | FRIANT POWER AUTHORITY |  | 805-328-6000 |  |  |  | 18101 VON KARMEN AVE, #1700, IRVINE CA 92715-1007
GARDEN STATE NEWSPRINT | SMURFIT NEWSPRINT CORPORATION | G0565 | OIL/GAS | OIL/GAS - NATURAL GAS (COGEN) | COMBUSTION TURBINE/TOPPING CYCLE | 12 | 12 | 1985-06-01 | SCE | LOS ANGELES | 2205 WEST MT. VERNON AVENUE POMONA 91766/8 | 909-629-0626 | GARDEN STATE NEWSPRINT | CONFIDENTIAL | CONFIDENTIAL | CONFIDENTIAL | CONFIDENTIAL | CONFIDENTIAL | PO BOX 1816, EUGENE OR 97440
GAS RECOVERY SYSTEMS, INC. | COYOTE CANYON LANDFILL | E0117 | WTE | MSW - LANDFILL GAS | LANDFILL GAS RECOVERY | 20 | 20 | 1989-02-08 | SCE | ORANGE | 5531 COYOTE CANYON DRIVE IRVINE 92715 | 714-721-4151 | LAIDLAW GAS RECOVERY SYSTEMS | GEORGE R. JANSEN | 714-721-4151 | 1804 DIXON LANDING RD, SAN JOSE CA 95002 | DEBRA CHURCHILL | 510-661-2300
GAYLORD | GAYLORD | G0224 | OIL/GAS | OIL/GAS - NATURAL GAS (COGEN) |  | 49.67 | 49.67 | 1982-11-18 | PG&E | CONTRA COSTA | 2301 WILBUR AVENUE ANTIOCH 94509 | 510-779-3228 | GAYLORD CONTAINERS |  | 510-779-3228 |  |  |  | 225 LENNON LANE, STE 120, WALNUT CREEK CA 94598
GEO EAST MESA LIMITED PARTNERSHIP | GEM 2 | T0021 | GEOTHERMAL | GEOTHERMAL - HYDROTHERMAL | DOUBLE FLASH | 20 | 20 | 1989-06-01 | SCE | IMPERIAL | 3300 EAST EVAN HEWES HWY (8 MILES E OF HOLTVILLE & 1 MILE N OF I-8) HOLTVILLE 92250 | 619-356-3020 | MISSION OPERATIONS & MAINTENANCE | LEO ALLEGRANZA | 619-356-3026 | PO BOX 748, 3300 E. EVAN HEWES HWY, HOLTVILLE CA 92250 | DICK BANISTER | 714-752-5588 | 225 LENNON LANE, STE 120, WALNUT CREEK CA 94598
GEO EAST MESA LIMITED PARTNERSHIP | GEM 3 | T0022 | GEOTHERMAL | GEOTHERMAL - HYDROTHERMAL | DOUBLE FLASH | 20 | 20 | 1989-06-01 | SCE | IMPERIAL | 3300 EAST EVAN HEWES HWY (8 MILES E OF HOLTVILLE & 1 MILE N OF I-8) HOLTVILLE 92250 | 619-356-3020 | MISSION OPERATIONS & MAINTENANCE | LEO ALLEGRANZA | 619-356-3026 | PO BOX 748, 3300 E. EVAN HEWES HWY, HOLTVILLE CA 92250 | DICK BANISTER | 714-752-5588 | 225 LENNON LANE, STE 120, WALNUT CREEK CA 94598
GEORGIA PACIFIC CORP | GEORGIA PACIFIC (FORT BRAGG) | E0039 | WTE | BIOMASS - WOODWASTE |  | 15 | 15 | 1980-06-01 | PG&E | MENDOCINO | 90 WEST REDWOOD AVE. FORT BRAGG 95437 | 707-964-5851 | GEORGIA PACIFIC CORP | LARRY LAKE, A. OWINGS, C. ROTH | 707-964-5651 | PO BOX 1816, EUGENE OR 97440 | LARRY LAKE, A.OWINGS, C. ROTH | 707-964-5651 | 225 LENNON LANE, STE 120, WALNUT CREEK CA 94598
GEOTHERMAL ENERGY PARTNERS | AIDLIN POWER PLANT #1-#2 | T0023 | GEOTHERMAL | GEOTHERMAL - DRY STEAM |  | 20 | 20 | 1989-06-16 | PG&E | SONOMA | 9500 GEYSERS ROAD CLOVERDALE 95425 | 707-894-3901 | CALPINE CORPORATION | ANGELO URBANI | 408-995-5115 | 50 W. SAN FERNANDO ST 5TH FLR, SAN JOSE 95113 | JACK ADRIAN | 818-302-6292 | 225 LENNON LANE, STE 120, WALNUT CREEK CA 94598
GOAL LINE | GOAL LINE | G0233 | OIL/GAS | OIL/GAS - NATURAL GAS (COGEN) | COMBINED CYCLE | 49.9 | 49.9 | 1994-08-30 | SDG&E | SAN DIEGO | 555 NORTH TULIP STREET SAN DIEGO 92025 |  |  | DAN RORAGAUGH | 619-738-4999 | PO BOX 100, BALBOA ISLAND 92662 |  |  | 225 LENNON LANE, STE 120, WALNUT CREEK CA 94598
GWF POWER SYSTEMS | GWF POWER SYSTEMS SITE #2 | C0009 | COAL | COAL - PETROLEUM COKE | FLUIDIZED BOILER | 17.74 | 17.74 | 1989-12-22 | PG&E | CONTRA COSTA | 1605 LOVERIDGE ROAD & EAST 14TH ST. PITTSBURG 94565 | 510-432-0855 | GWF POWER SYSTEMS | DUANE H. NELSEN | 510-933-7000 | 225 LENNON LANE, STE 120, WALNUT CREEK CA 94598 | MARK KEHOE | 510-933-7000 | CONFIDENTIAL
GWF POWER SYSTEMS | GWF POWER SYSTEMS SITE #5 | C0012 | COAL | COAL - PETROLEUM COKE | FLUIDIZED BOILER | 17.74 | 17.74 | 1990-03-17 | PG&E | CONTRA COSTA | 555 NICHOLS ROAD PITTSBURG 94565 | 510-458-8523 | GWF POWER SYSTEMS | DUANE H. NELSEN | 510-933-7000 | 225 LENNON LANE, STE 120, WALNUT CREEK C | MARK KEHOE | 510-933-7000
GWF POWER SYSTEMS | GWF POWER SYSTEMS SITE #1 | C0008 | COAL | COAL - PETROLEUM COKE | FLUIDIZED BOILER | 17.74 | 19.56 | 1990-12-07 | PG&E | CONTRA COSTA | 895 EAST 3RD STREET (& HARBOR STREET) PITTSBURG 94565 | 510-427-1041 | GWF POWER SYSTEMS | DUANE H. NELSEN | 510-933-7000 | 225 LENNON LANE, STE 120, WALNUT CREEK CA 94598 | MARK KEHOE | 510-933-7000 | 1155 MARKET ST, SAN FRANCISCO CA 94103
GWF POWER SYSTEMS | GWF POWER SYSTEMS SITE #3 | C0010 | COAL | COAL - PETROLEUM COKE |  | 17.74 | 19.56 | 1990-08-27 | PG&E | CONTRA COSTA | 1900 WILBUR AVENUE ANTIOCH 94509 | 510-778-0859 | GWF POWER SYSTEMS | DUANE H. NELSEN | 510-933-7000 | 225 LENNON LANE, STE 120, WALNUT CREEK CA 94598 | MARK KEHOE | 510-933-7000 | 1155 MARKET ST. SAN FRANCISCO CA 94103
GWF POWER SYSTEMS | GWF POWER SYSTEMS SITE #4 | C0011 | COAL | COAL - PETROLEUM COKE | FLUIDIZED BOILER | 17.74 | 20 | 1989-10-10 | PG&E | CONTRA COSTA | 3400 WILBUR AVENUE (WEST OF HWY 160) ANTIOCH 94509 | 510-778-8637 | GWF POWER SYSTEMS | DUANE H. NELSEN | 510-933-7000 | 225 LENNON LANE, STE 120, WALNUT CREEK CA 94598 | MARK KEHOE | 510-933-7000 | 1155 MARKET ST, SAN FRANCISCO 94103
GWF POWER SYSTEMS | HANFORD COGEN | C0007 | COAL | COAL - PETROLEUM COKE (COGEN) |  | 23 | 23 | 1990-09-26 | PG&E | KINGS | 10596 IDAHO AVENUE HANFORD 93230 | 209-583-2077 | GWF POWER SYSTEMS | DUANE H. NELSEN | 510-933-7000 | 225 LENNON LANE, STE 120, WALNUT CREEK CA 94598 | MARK KEHOE | 510-933-7000 | 330 TOWN CENTER ROAD, STE 1040, DEARBORN MI 48126
HARBOR COGENERATION COMPANY | HARBOR COGENERATIION | G0246 | OIL/GAS | OIL/GAS - NATURAL GAS (COGEN) | COMBUSTION TURBINE TOPPING CYCLE | 80 | 80 | 1988-12-30 | SCE | LOS ANGELES | 420 HENRY FORD AVENUE WILMINGTON 90748-0550 | 310-495-3140 | HARBOR COGENERATION CO | CONFIDENTIAL | CONFIDENTIAL | CONFIDENTIAL | CONFIDENTIAL | CONFIDENTIAL | 333 E BARIONI BLVD, BOX 937, IMPERIAL 92251
HARPER LAKE COMPANY VIII | LUZ SEGS VIII | S0077 | SOLAR | SOLAR - THERMAL | PARABOLIC TROUGH | 80 | 80 | 1989-12-29 | SCE | SAN BERNARDINO | 43880 HARPER DRY LAKE ROAD HINKLEY 92346 | 619-762-3100 | LUZ ENGINEERING CORP. | CONFIDENTIAL | CONFIDENTIAL | CONFIDENTIAL |  |  | 333 E BARIONI BLVD, BOX 937, IMPERIAL 92251
HETCH HETCHY WATER & POWER (CCSF) | MOCCASIN #1-#2 | H0601 | HYDROELECTRIC | HYDRO |  | 103.6 | 110 | 1969-01-01 | PG&E | TUOLUMNE | MOCCASIN 95347 | [5 empty] | LAWRENCE T KLEIN | 415-554-0725 | 333 E BARIONI BLVD, BOX 937, IMPERIAL 92251
HETCH HETCHY WATER & POWER (CCSF) | KIRKWOOD #1-#3 | H0274 | HYDROELECTRIC | HYDRO |  | 121.9 | 127 | 1967-01-01 | PG&E | TUOLUMNE | GROVELAND 95321 | [5 empty] | LAWRENCE T. KLEIN | 415-554-0725 | 333 E BARIONI BLVD, BOX 937, IMPERIAL 92251
HETCH HETCHY WATER & POWER (CCSF) | DION R. HOLM #1-#2 | H0141 | HYDROELECTRIC | HYDRO |  | 156.8 | 165 | 1960-01-01 | PG&E | TUOLUMNE | GROVELAND 95321 | [5 empty] | LAWRENCE T. KLEIN | 415-554-0725 | 333 E BARIONI BLVD, BOX 937, IMPERIAL 92251
HL POWER CO. | HONEY LAKE POWER | E0041 | WTE | BIOMASS - WOODWASTE (COGEN) |  | 30 | 35 | 1989-07-26 | PG&E | LASSEN | 732-025 WENDEL ROAD WENDEL 96136 | 916-254-6161 | OPERATIONAL ENERGY CORP. | GARY STEVENS OR RALPH SANDERS | 916-254-6161 | PO DRAWER Z, SUSANVILLE CA 96130 | KEN BOREN | 510-376-0164 | 333 E BARIONI BLVD, BOX 937, IMPERIAL 92251
HUMBOLDT PULP MILL | HUMBOLDT PULP MILL | E0088 | WTE | BIOMASS - WOODWASTE (COGEN) |  | 27.9 | 27.9 | 1982-08-23 | PG&E | HUMBOLDT | 1900 BENDIXSEN ROAD FAIRHAVEN 95501 | 707-445-5300 | [6 empty] | 333 E BARIONI BLVD, BOX 937, IMPERIAL 92251
IID | DROP 2 #1-#2 | H0149 | HYDROELECTRIC | HYDRO | HYDRAULIC TURBINE - CONVENTIONAL | 9 | 10 | 1953-12-01 | IID | IMPERIAL | HOLTVILLE 92250 |  | IID | J. STEFFEN | 619-339-9477 | 333 E BARIONI BLVD, BOX 937, IMPERIAL 92251 | R.A. MCCULLOUGH | 619-339-9477 | CONFIDENTIAL
IID | DROP 4 #1-#2 | H0151 | HYDROELECTRIC | HYDRO | HYDRAULIC TURBINE - CONVENTIONAL | 16 | 19.6 | 1941-02-01 | IID | IMPERIAL | HOLTVILLE 92250 |  | IID | J. STEFFEN | 619-339-9477 | 333 E BARIONI BLVD, BOX 937, IMPERIAL 92251 | R.A. MCCULLOUGH | 619-339-9477 | 100 MARINE PARKWAY, STE 325 REDWOOD CITY CA 94065
IID | BRAWLEY GT1 - GT2 | G0059 | OIL/GAS | OIL/GAS - DISTILLATE OIL | COMBUSTION TURBINE | 18 | 22 | 1962-07-01 | IID | IMPERIAL | 750 DOGWOOD ROAD BRAWLEY 92227 |  | IID | R.A. MCCULLOUGH | 619-339-9477 | 333 E BARIONI BLVD, BOX 937, IMPERIAL 92251 | R.A. MCCULLOUGH | 619-339-9477
IID | PILOT KNOB #1-#2 | H0385 | HYDROELECTRIC | HYDRO |  | 7 | 33 | 1957-01-01 | IID | IMPERIAL | YUMA 92283 |  | IID | J. STEFFEN | 619-339-9477 | 333 E BARIONI BLVD, BOX 937, IMPERIAL 92251 | R.A. MCCULLOUGH | 619-339-9477 | 29455 ROAD 164, PO BOX 1247, FARMERSVILLE 93279
IID | ROCKWOOD GT1-GT2 | G0504 | OIL/GAS | OIL/GAS - NATURAL GAS | COMBUSTION TURBINE | 41 | 50 | 1979-06-01 | IID | IMPERIAL | 4195 DOGWOOD ROAD BRAWLEY 92227 |  | IID | R.A. MCCULLOUGH | 619-339-9477 | 333 E BARIONI BLVD, BOX 937, IMPERIAL 92251 | R.A. MCCULLOUGH | 619-339-9477 | CONFIDENTIAL
IID | COACHELLA GT1-GT4 | G0130 | OIL/GAS | OIL/GAS - NATURAL GAS | COMBUSTION TURBINE | 80 | 84 | 1973-06-01 | IID | RIVERSIDE | 1280 GRAPEFRUIT BLVD. COACHELLA 92236 |  | IID | R.A. MCCULLOUGH | 619-339-9477 | 333 E BARIONI BLVD, BOX 937, IMPERIAL 92251 | R.A. MCCULLOUGH | 619-339-9477 | 4886 E JENSEN AVE, FRESNO CA 93725
IID | EL CENTRO #1-#4 | G0190 | OIL/GAS | OIL/GAS - NATURAL GAS | STEAM TURBINE, COMBINED CYCLE | 253.5 | 266 | 1949-06-01 | IID | IMPERIAL | 485 EAST VILLA ROAD EL CENTRO 92243 | 619-352-2732 | IID | J.A. NEWTON |  | 485 E. VILLA AVE, EL CENTRO CA 92243 | R.A. MCCULLOUGH | 619-339-9477 | 900 19TH ST, NW STE 600, WASHINGTON DC 20006
INLAND CONTAINER CORPORATION | INLAND CONTAINER CORPORATION | G0280 | OIL/GAS | OIL/GAS - NATURAL GAS (COGEN) | COMBUSTION TURBINE/TOPPING CYCLE | 41.06 | 41.06 | 1985-09-01 | SCE | SAN BERNARDINO | 5101 JURUPA STREET ONTARIO 91761 | 714-983-8111 | INLAND CONTAINER CORPORATION | CONFIDENTIAL | CONFIDENTIAL | CONFIDENTIAL | CONFIDENTIAL | CONFIDENTIAL | 900 19TH ST, NW STE 600, WASHINGTON DC 20006
INTERNATIONAL POWER TECHNOLOGY | ONTARIO COGENERATION (SUNKIST) | G0415 | OIL/GAS | OIL/GAS - NATURAL GAS (COGEN) | COMBINED CYCLE/TOPPING CYCLE | 12 | 12 | 1984-11-01 | SCE | SAN BERNARDINO | 705 EAST CALIFORNIA STREET ONTARIO 91761 | 909-986-1238 | INTERNATIONAL POWER TECHNOLOGY | BENJAMIN F. HEIL, JR. | 415-592-9020 | 100 MARINE PARKWAY, STE 325 REDWOOD CITY CA 94065 | BENJERMAN F. HEIL JR. | 415-592-9020 | 900 19TH ST, NW STE 600, WASHINGTON DC 20006
JACKSON VALLEY ENERGY | JACKSON VALLEY ENERGY | C0005 | COAL | COAL (COGEN) |  | 17.99 | 18 | 1987-01-05 | PG&E | AMADOR | 4655 COAL MINE ROAD IONE 95640 | 209-274-2407 | JACKSON VALLEY ENERGY | PAT VOLKER | 209-274-2407 | 4655 COAL MINE RD, IONE CA 95640 |  |  | 900 19TH ST, NW STE 600, WASHINGTON DC 20006
JEFFERSON SMURFIT CONTAINER | JSC/SANTA CLARA COGENERATION | G0144 | OIL/GAS | OIL/GAS - NATURAL GAS (COGEN) |  | 30.545 | 30.55 | 1985-12-20 | PG&E | SANTA CLARA | 2600 DE LA CRUZ BLVD SANTA CLARA 95050 | 408-496-5248 | [6 empty] | 900 19TH ST, NW STE 600, WASHINGTON DC 20006
KAWEAH RIVER POWER AUTHORITY | KAWEAH RIVER POWER AUTHORITY (TERMINUS) | H0262 | HYDROELECTRIC | HYDRO | DAM/CONVENTIONAL | 17 | 17 | 1990-03-16 | SCE | TULARE | TERMINUS DAM LEMONCOVE 93274 |  | KAWEAH RIVER POWER AUTHORITY | CONFIDENTIAL | CONFIDENTIAL | CONFIDENTIAL | DAVID L. ZACK | 209-747-5604 | 1955 WORKMAN MILL RD, PO BOX 4998, WHITTIER CA 90607
KELCO- DIVISION OF MERCK & CO.,INC | NUTRA SWEET KELCO | G0290 | OIL/GAS | OIL/GAS - NATURAL GAS (COGEN) | GAS TURBINE | 24 | 24 | 1983-10-19 | SDG&E | SAN DIEGO | 2145 EAST BELT STREET SAN DIEGO 92113 | 619-292-4900 | MERCK KELCO CO. |  | 619-232-5363 |  | CONFIDENTIAL | CONFIDENTIAL | 1955 WORKMAN MILL RD, PO BOX 4998, WHITTIER CA 90607
KINGS RIVER CONSERVATION DISTRICT | PINE FLAT #1-#3 | H0387 | HYDROELECTRIC | HYDRO | HYDRAULIC TURBINE - CONVENTIONAL | 165 | 165 | 1984-01-01 | PG&E | FRESNO | FRESNO | [5 empty] | JACK SINOR | 209-237-5567 | 1955 WORKMAN MILL RD, PO BOX 4998, WHITTIER CA 90607
KRAMER JUNCTION COMPANY | LUZ SEGS III | S0071 | SOLAR | SOLAR - THERMAL | PARABOLIC TROUGH | 35 | 35 | 1986-12-18 | SCE | SAN BERNARDINO | 41100 HIGHWAY 395 BORON 93516 | 615-762-5563 | LUZ SOLAR PARTNERS III | CONFIDENTIAL | CONFIDENTIAL | CONFIDENTIAL | TANDY MANES | 202-775-4620 | 111 N. HOPE ST, LOS ANGELES CA 90051-0100
KRAMER JUNCTION COMPANY | LUZ SEGS IV | S0072 | SOLAR | SOLAR - THERMAL | PARABOLIC TROUGH | 35 | 35 | 1986-12-23 | SCE | SAN BERNARDINO | 41100 HIGHWAY 395 BORON 93516 | 615-762-5563 | LUZ SOLAR PARTNERS IV | CONFIDENTIAL | CONFIDENTIAL | CONFIDENTIAL | TANDY MANES | 202-775-4620 | 111 N. HOPE ST, LOS ANGELES CA 90051-0100
KRAMER JUNCTION COMPANY | LUZ SEGS V | S0074 | SOLAR | SOLAR - THERMAL | PARABOLIC TROUGH | 35 | 35 | 1987-09-29 | SCE | SAN BERNARDINO | 41100 HIGHWAY 395 BORON 93516 | 615-762-5563 | LUZ SOLAR PRTNERS V | CONFIDENTIAL | CONFIDENTIAL | CONFIDENTIAL | TANDY MANES | 202-775-4620 | 111 N. HOPE ST, LOS ANGELES CA 90051-0100
KRAMER JUNCTION COMPANY | LUZ SEGS VI | S0075 | SOLAR | SOLAR - THERMAL | PARABOLIC TROUGH | 35 | 35 | 1988-12-25 | SCE | SAN BERNARDINO | 41100 HIGHWAY 395 BORON 93516 | 615-762-5563 | LUZ SOLAR PARTNERS VI | CONFIDENTIAL | CONFIDENTIAL | CONFIDENTIAL | TANDY MANES | 202-775-4620 | 111 N. HOPE ST, LOS ANGELES CA 90051-0100
KRAMER JUNCTION COMPANY | LUZ SEGS VII | S0076 | SOLAR | SOLAR - THERMAL | PARABOLIC TROUGH | 35 | 35 | 1988-12-29 | SCE | SAN BERNARDINO | 41100 HIGHWAY 395 BORON 93516 | 615-762-5563 | LUZ SOLAR PARTNERS VII | CONFIDENTIAL | CONFIDENTIAL | CONFIDENTIAL | TANDY MANES | 202-775-4620 | 111 N. HOPE ST, LOS ANGELES CA 90051-0100
L.A. COUNTY SANITATION DISTRICT | PALOS VERDES GAS-TO-ENERGY | E0130 | WTE | MSW - LANDFILL GAS | LANDFILL GAS RECOVERY | 13 | 13 | 1988-05-20 | SCE | LOS ANGELES | 25704 HAWTHORNE BLVD PALOS VERDES 90274 | 310-378-1928 | L.A. COUNTY SANITATION DISTRICT | CHARLES W. CARRY | 213-699-7411 | 1955 WORKMAN MILL RD, PO BOX 4998, WHITTIER CA 90607 | STEPHEN R. MAQUIN | 213-685-5217 | 111 N. HOPE ST, LOS ANGELES CA 90051-0100
L.A. COUNTY SANITATION DISTRICT | TOTAL ENERGY FACILITY, SAN. DIST. L.A. COUTY. | G0158 | OIL/GAS | OIL/GAS - DIGESTER GAS (COGEN) | GAS TURBINE COMBINED CYCLE | 16.5 | 16.5 | 1995-06-12 | SCE | LOS ANGELES | 24501 SOUTH FIGUEROA CARSON 90745 | 213-775-2351 | LA COUNTY SANITATION DISTRICT | CONFIDENTIAL | CONFIDENTIAL | CONFIDENTIAL | STEPHEN R. MAQUIN | 213-685-5217 | 111 N. HOPE ST, LOS ANGELES CA 90051-0100
L.A. COUNTY SANITATION DISTRICT | PUENTE HILLS ENERGY RECOVERY A-B | E0128 | WTE | MSW - LANDFILL GAS | LANDFILL GAS RECOVERY | 50 | 50 | 1986-08-08 | SCE | LOS ANGELES | 2800 WORKMAN MILL ROAD PUENTE HILLS 90601 | 562-699-6028 | L.A. COUNTY SANITATION DISTRICT | CHARLES W. CARRY | 213-699-7411 | 1955 WORKMAN MILL RD, PO BOX 4998, WHITTIER CA 90607 | STEPHEN R. MAQUIN | 213-685-5217 | 111 N. HOPE ST, LOS ANGELES CA 90051-0100
LADWP | FOOTHILL | H0189 | HYDROELECTRIC | HYDRO | RUN-OF-RIVER | 10 | 11 | 1971-10-06 | LADWP | LOS ANGELES | 14351 SAN FERNANDO ROAD SYLMAR 91342 |  | LADWP | R.E. BRUCE | 805-294-3221 | 1416 9TH ST, PO BOX 388, SACRAMENTO 95802 | WILLIAM MCCARLEY | 213-481-4211 | 111 N. HOPE ST, LOS ANGELES CA 90051-0100
LADWP | CONTROL GORGE | H0110 | HYDROELECTRIC | HYDRO | RUN-OF-RIVER | 37.5 | 37.5 | 1952-04-01 | LADWP | INYO | OWENS RIVER, 14.3 MILES NORTH OF BISHOP BISHOP 93514 |  | LADWP | L.L. BRINK |  |  | WILLIAM MCCARLEY | 213-481-4211 | 111 N. HOPE ST, LOS ANGELES CA 90051-0100
LADWP | MIDDLE GORGE | H0328 | HYDROELECTRIC | HYDRO | HYDRAULIC TURBINE - PIPELINE | 37.5 | 37.5 | 1952-05-01 | LADWP | MONO | OWENS RIVER, 18.5 MILES NORTH OF BISHOP BISHOP 93514 |  | LADWP | L.L. BRINK |  |  | WILLIAM MCCARLEY | 213-481-4211 | 111 N. HOPE ST, LOS ANGELES CA 90051-0100
LADWP | UPPER GORGE | H0536 | HYDROELECTRIC | HYDRO | HYDRAULIC TURBINE - PIPELINE | 37.5 | 37.5 | 1953-06-01 | LADWP | MONO | OWENS RIVER, 21.8 MILES NORTH OF BISHOP, S. OF LAKE CROWLEY BISHOP 93514 |  | LADWP | L.L. BRINK |  |  | WILLIAM MCCARLEY | 213-481-4211 | 100 MATSONFORD ROAD, BLDG 3, RADNOR PA 19087
LADWP | SAN FRANCISQUITO 2 #1-#3 | H0440 | HYDROELECTRIC | HYDRO | RUN-OF-RIVER | 47 | 42 | 1920-07-06 | LADWP | LOS ANGELES | 32400 SAN FRANCISQUITO CANYON ROAD SAUGUS 91350 | 805-296-6088 | LADWP | R.E. BRUCE |  | 1416 9TH ST, PO BOX 388, SACRAMENTO 95802 | WILLIAM MCCARLEY | 213-481-4211 | 11110 UNIVERSITY AVE, LOMA LINDA CA 92350
LADWP | SAN FRANCISQUITO 1 #1A, #3, #4, #5A | H0441 | HYDROELECTRIC | HYDRO | RUN-OF-RIVER | 75.5 | 69.4 | 1917-04-16 | LADWP | LOS ANGELES | 37000 CLEARCREEK ROAD SAUGUS 91350 | 805-396-3594 | LADWP | R.E. BRUCE | 805-294-3221 | 1416 9TH ST, PO BOX 388, SACRAMENTO 95802 | WILLIAM MCCARLEY | 213-481-4211 | CONFIDENTIAL
LADWP | HARBOR #1A, #2A, GT6-GT9 | G0245 | OIL/GAS | OIL/GAS - NATURAL GAS (COGEN) |  | 315 | 333.4 | 1972-01-01 | LADWP | LOS ANGELES | 161 N. ISLAND AVENUE WILMINGTON 90744 | 310-495-3140 | HARBOR COGENERATION CO |  | 310-495-3140 |  | WILLIAM MCCARLEY | 213-481-4211 | CONFIDENTIAL
LADWP | VALLEY #1-#4 | G0648 | OIL/GAS | OIL/GAS - NATURAL GAS | STEAM TURBINE | 517 | 545.6 | 1954-01-01 | LADWP | LOS ANGELES | 9430 SAN FERNANDO ROAD SUN VALLEY 91352 | 818-771-4504 | LADWP | F.M. RUSK |  |  | WILLIAM MCCARLEY | 213-481-4211 | 10050 BANDLEY DR, CUPERTINO 95014
LADWP | SCATTERGOOD #1-#3 | G0549 | OIL/GAS | OIL/GAS - NATURAL GAS | STEAM TURBINE | 803 | 823.2 | 1958-12-01 | LADWP | LOS ANGELES | 12700 VISTA DEL PLAYA DEL REY 90293-8599 | 310-772-1870 | LADWP | R.W. LEARMAN |  | 12700 VISTA DEL MAR, PLAYA DEL REY, CA 90293-8599 | WILLIAM MCCARLEY | 213-481-4211 | 1161 W RIVER ST, STE 200, BOISE ID 83702
LADWP | CASTAIC #1-#7 | H0090 | HYDROELECTRIC | HYDRO - PUMPED STORAGE |  | 1495 | 1349 | 1972-02-09 | LADWP | LOS ANGELES | 37700 TEMPLILN HIGHWAY CASTAIC 91384 | 805-257-3573 | LADWP | R.E. BRUCE | 805-294-3221 | 1416 9TH ST, PO BOX 388, SACRAMENTO 95802 | WILLIAM MCCARLEY | 213-481-4211 | 6055 E WASHINGTON BLVD, COMMERCE CA 90040
LADWP | HAYNES #1-#6 | G0249 | OIL/GAS | OIL/GAS - NATURAL GAS | STEAM TURBINE | 1570 | 1606 | 1962-01-01 | LADWP | LOS ANGELES | 6801 WESTMINSTER AVENUE LONG BEACH 90803 | 310-431-2578 | LADWP | K.L. BOSWORTH |  | 6801 WESTMINSTER AVE, LONG BEACH CA 90803 | WILLIAM MCCARLEY | 213-481-4211 | CONFIDENTIAL
LFC POWER INC. | GREENLEAF UNIT ONE | G0238 | OIL/GAS | OIL/GAS - NATURAL GAS (COGEN) |  | 49.5 | 49.5 | 1989-01-11 | PG&E | SUTTER | 5087 SOUTH TOWNSHIP ROAD (& BEST ROAD) YUBA CITY 95993 | 916-671-6982 | LFC POWER INC. | NORM CHAPLIN | 916-671-6982 | 5087 S. TOWNSHIP RD, YUBA CITY 95993 | NORM | 215-964-2000
LOMA LINDA UNIVERSITY | LOMA LINDA UNIVERSITY | G0317 | OIL/GAS | OIL/GAS - NATURAL GAS (COGEN) | CT PROCESS STEAM PLANT/TOPPING | 13.4 | 13.4 | 1980-04-01 | SCE | SAN BERNARDINO | 11100 ANDERSON ST REDLANDS 92350 | 909-824-4559 | LOMA LINDA UNIVERSITY | STANLEY BERGER | 909-824-4559 | LOMA LINDA UNIVERSITY POWER PLANT, LOMA LINDA CA 92350 | STANLEY BERGER | 909-796-3741 | 2423 CANAL ST, PO BOX 2288, MERCED 95340-0288
LUZ SOLAR PARTNERS INC, LTD. | LUZ SEGS IX | S0073 | SOLAR | SOLAR - THERMAL | PARABOLIC TROUGH | 80 | 80 | 1990-10-11 | SCE | SAN BERNARDINO | 43880 HARPER DRY LAKE ROAD HINKLEY 92346 | 619-762-3100 | LUZ ENGINEERING CORP. | CONFIDENTIAL | CONFIDENTIAL | CONFIDENTIAL | CONFIDENTIAL | CONFIDENTIAL | PO BOX 54153 LOS ANGELES 90054
LUZ SOLAR PTNRS II | LUZ SEGS I | S0069 | SOLAR | SOLAR - THERMAL | PARABOLIC TROUGH | 43.8 | 43.8 | 1984-11-02 | SCE | SAN BERNARDINO | 35100 EAST SANTA FE STREET DAGGETT 92327 | 619-254-3381 | DAGGETT LEASING CORPORATION | ERIC WILLS | 714-693-2818 | 20668 PASSEO DE LA CUMBRE, YORBA LINDA CA 92687 | CONFIDENTIAL | CONFIDENTIAL | PO BOX 54153 LOS ANGELES 90054
MAIN DAM CAMPGROUND | ISABELLA HYDRO | H0094 | HYDROELECTRIC | HYDRO | DAM-SITE HYDRO | 11.95 | 11.95 | 1990-12-08 | SCE | KERN | HIGHWAY 155 LAKE ISABELLA 92340 |  | MAIN DAM CAMPGROUND | CONFIDENTIAL | CONFIDENTIAL | CONFIDENTIAL | CARL BERG | 408-725-0700 | 920 WOODLAND AVE, MODESTO CA 95351
MALACHA HYDRO LIMITED PARTNERS | MUCK VALLEY | H0311 | HYDROELECTRIC | HYDRO |  | 26 | 32.5 | 1988-12-07 | PG&E | LASSEN | MUCK VALLEY ACCESS RD, MILE W OF NUBIEBER, HWY 299 NUBIEBER 96068 | 916-336-6676 | MALACHA HYDRO PARTNERS |  | 916-246-3537 | PO BOX 68, NUBIEBER CA 96068 | E. ROBERT MOONEY | 208-338-2604 | 920 WOODLAND AVE, MODESTO CA 95351
MAMMOTH-PACIFIC, L.P. | PLES #1 | T0038 | GEOTHERMAL | GEOTHERMAL - HYDROTHERMAL | BINARY CYCLE | 10 | 10 | 1990-12-22 | SCE | MONO | JUNCTION OLD HWY 395 & HWY 203 MAMMOTH LAKES 93546 |  | MAMMOTH-PACIFIC, L.P. | JIM ANDERSON | 619-934-4893 | PO BOX 1584, MAMMOTH LAKES CA 93546 | CLAUDE HARVEY | 619-934-4893
MARK TECHNOLOGIES CO | ALTA MESA POWER PURCHASE CONTRACT TRUST | W0003 | WIND | WIND | WINDPARK | 24.57 | 24.57 | 1988-12-31 | SCE | RIVERSIDE | SAN GORGONIO 93501 |  | SEAWEST INDUSTRIES, INC. | CONFIDENTIAL | CONFIDENTIAL | CONFIDENTIAL | CONFIDENTIAL | CONFIDENTIAL | 18101 VON KARMAN AVE, #1700, IRVINE CA 92715
MARTELL COGENERATION | MARTELL COGENERATION | E0051 | WTE | BIOMASS - WOODWASTE (COGEN) | GRATE BOILER | 18 | 20 | 1986-03-13 | PG&E | AMADOR | HWY 49 & RIDGE ROAD MARTELL 95654 | 209-223-4581 | OPERATIONAL ENERGY CORPORATION | ROBERT CALONGE | 209-223-4581 | 18578 NE 67TH COURT, REDMOND WA 98052 | DARYL SANBORN | 209-223-4581 | CONFIDENTIAL
MEID | NEW EXCHEQUER | H0175 | HYDROELECTRIC | HYDRO |  | 89 | 80.1 | 1967-08-01 | PG&E | MARIPOSA |  |  | MEID | HUGH REYNOLDS | 209-378-2421 | 2423 CANAL ST, PO BOX 2288, MERCED 95340-0288 | ROSS ROGERS | 209-722-5761 | CONFIDENTIAL
METROPOLITAN WATER DISTRICT | VENICE SMALL CONDUIT | H0541 | HYDROELECTRIC | HYDRO | HYDRAULIC TURBINE - PIPELINE | 10.1 | 10.1 | 1982-08-01 | SCE | LOS ANGELES | 3815 SEPULVEDA BLVD CULVER CITY 90230 |  | METROPOLITAN WATER DISTRICT | MIKE MOREL | 818-844-5601 | PO BOX 54153 LOS ANGELES 90054 | JAY MALINOWSKI | 213-217-6480 | 101 TOWER WAY, #120, BAKERSFIELD CA 93309
METROPOLITAN WATER DISTRICT | ETIWANDA | H0174 | HYDROELECTRIC | HYDRO | HYDRAULIC TURBINE - PIPELINE | 23.9 | 23.9 | 1994-06-01 | SCE | SAN BERNARDINO | 8248 ETIWANDA AVE RANCHO CUCAMONGA 91739 |  | METROPOLITAN WATER DISTRICT | MIKE MOREL | 818-844-5601 | PO BOX 54153 LOS ANGELES 90054 | JAY MALINOWSKI | 213-217-6480 | 180 CIRBY WAY, ROSEVILLE CA 95678
MID | WOODLAND | G0679 | OIL/GAS | OIL/GAS - NATURAL GAS (COGEN) | COMBUSTION TURBINE WITH WASTE HEAT | 49.4 | 56.7 | 1993-12-03 | MID | STANISLAUS | 920 WOODLAND AVE MODESTO 95351 |  | MID | GREGORY SALYER | 209-526-7616 | 920 WOODLAND AVE, MODESTO CA 95351 | GREGORY SALYER | 209-526-7616 | NCPA: 180 CIRBY WAY, ROSEVILLE CA 95678
MID | MCCLURE #1-#2 | G0336 | OIL/GAS | OIL/GAS - DISTILLATE OIL | COMBUSTION TURBINE | 122 | 122 | 1980-01-01 | MID | STANISLAUS | 639 S. MCCLURE RD MODESTO 95354 |  | MID | GREGORY SALYER | 209-526-7616 | 920 WOODLAND AVE, MODESTO CA 95351 | GREGORY SALYER | 209-526-7616 | NCPA: 180 CIRBY WAY, ROSEVILLE CA 95678
MIDSET COGENERATION | MIDSET COGENERATION | G0355 | OIL/GAS | OIL/GAS - NATURAL GAS (COGEN) |  | 46 | 46 | 1989-03-16 | PG&E | KERN | 13705 SHALE ROAD FELLOWS 93224 | 805-768-4180 | MIDSET COGENERATION |  | 805-768-4644 | PO BOX 80178, BAKERSFIELD CA 93380 |  |  | NCPA: 180 CIRBY WAY, ROSEVILLE CA 95678
MIDSUN PARTNERS | MIDSUN PARTNERS | G0356 | OIL/GAS | OIL/GAS - NATURAL GAS (COGEN) |  | 27.35 | 27.295 | 1989-02-27 | PG&E | KERN | 3344 CROCKER SPRINGS ROAD FELLOWS 93224 | 805-768-4338 | MIDSUN PARTNERS L.P. | CHARLES MULKEY | 714-737-3570 | PO BOX 40, FELLOWS 93224 |  |  | NCPA: 180 CIRBY WAY, ROSEVILLE CA 95678
MISSION ENERGY & TEXACO COGEN OPERATIONS | COALINGA COGENERATION COMPANY | G0131 | OIL/GAS | OIL/GAS - NATURAL GAS (COGEN) |  | 46 | 36 | 1991-10-17 | PG&E | FRESNO | 32812 WEST GALE AVENUE (EAST OF DERRICK AVE) COALINGA 93210 | 209-935-8765 | [6 empty] | NCPA: 180 CIRBY WAY, ROSEVILLE CA 95678
MISSION ENERGY COMPANY | MIDWAY-SUNSET COGENERATION #1-#3 | G0358 | OIL/GAS | OIL/GAS - NATURAL GAS (COGEN) | COMBUSTION TURBINE TOPPING CYCLE | 225 | 225 | 1989-02-24 | SCE | KERN | 3466 WEST CROCKER SPRINGS ROAD (& MOCAL ROAD, OFF WEST SIDE HWY) FELLOWS 93224-4357 | 805-768-3020 | MIDWAY-SUNSET COGENERATION CO | EDMOND R. WESTERN | 805-768-3020 | PO BOX 457, FELLOWS, CA 93224-4357 |  | 714-752-5588 | NCPA: 180 CIRBY WAY, ROSEVILLE CA 95678
MOGUL WIND | MESA WIND DEVELOPERS | W0115 | WIND | WIND | WINDPARK | 29.9 | 30 | 1984-11-29 | SCE | RIVERSIDE | 11001 NORTH WHITE WATER CANYON N. PALM SPRINGS 92258 | 805-822-6835 | MOGUL WIND | CONFIDENTIAL | CONFIDENTIAL | CONFIDENTIAL | CONFIDENTIAL | CONFIDENTIAL | PO BOX 1019, GRASS VALLEY 95945
MOJAVE COGENERATION CO | MOJAVE COGENERATION | G0366 | OIL/GAS | OIL/GAS - NATURAL GAS (COGEN) | COMBINED CYCLE/TOPPING CYCLE | 49.85 | 56.85 | 1990-06-13 | SCE | KERN | 14486 BORAX ROAD (& SUCKOW ROAD) BORON 93516 | 619-762-7333 | MOJAVE COGENERATION CO | CONFIDENTIAL | CONFIDENTIAL | CONFIDENTIAL | CONFIDENTIAL | CONFIDENTIAL | PO BOX 1019, GRASS VALLEY 95945
MONARCH COGENERATION | MONARCH COGENERATION | G0368 | OIL/GAS | OIL/GAS - NATURAL GAS (COGEN) |  | 17 | 17 | 1986-12-08 | PG&E | KERN | SOUTH MIDWAY-SUNSET TAFT |  | MONARCH COGENERATION | NANCY PORTER | 619-54-5191 | PO BOX 85376, SAN DIEGO 92138-5376 |  |  | PO BOX 1019, GRASS VALLEY 95945
MT. POSO COGEN | MT. POSO COGEN | C0016 | COAL | COAL (COGEN) | CIRCULATING FLUIDIZED BED COMBUSTOR | 49.5 | 50 | 1989-04-01 | PG&E | KERN | 36157 FAMOSA WOODY ROAD BAKERSFIELD 93380 | 805-393-8892 | PYRO-PACIFIC OPERATING CO. |  | 805-393-8892 | PO BOX 81256, BAKERSFIELD CA 93380 | MICHAEL HAWKINS | 805-322-1072 | CONFIDENTIAL
NCPA | NCPA STIG | G0381 | OIL/GAS | OIL/GAS - NATURAL GAS | COMBUSTION TURBINE | 49 | 49.7 | 1996-01-01 | LODI | SAN JOAQUIN | 12751 N. THORNTON ROAD LODI | [5 empty] | LARRY JONES | 916-781-3636 | CONFIDENTIAL
NCPA (45.35%), CSC(54.65%) | NCPA 1 #1-#2 | T0039 | GEOTHERMAL | GEOTHERMAL - DRY STEAM |  | 86.2 | 110 | 1982-02-01 | PG&E | LAKE | 11785 SOCRATES MINE ROAD MIDDLETOWN 95461 | 707-987-2381 | NCPA | LARRY JONES OR STEVE MILLER | 707-987-2381 | 11785 SOCRATES MINE RD, PO BOX 663, MIDDLETOWN CA 95461 | NCPA: LARRY JONES | 916-781-3636 | STAR ROUTE, BOX 1303, SONORA 95370
NCPA (65.87%), CSC (34.13%) | NCPA 2 #1-#2 | T0040 | GEOTHERMAL | GEOTHERMAL - DRY STEAM |  | 87.6 | 110 | 1985-10-01 | PG&E | LAKE | 11785 SOCRATES MINE ROAD MIDDLETOWN 95461 | 707-987-2381 | NCPA | LARRY JONES OR STEVE MILLER | 707-987-2381 | 11785 SOCRATES MINE RD, PO BOX 663, MIDDLETOWN CA 95461 | NCPA: LARRY JONES | 916-781-3636 | PO BOX 1158, PINECREST 95364
NCPA (75%), CSC (25%) | LODI | G0380 | OIL/GAS | OIL/GAS - NATURAL GAS | COMBUSTION TURBINE | 25 | 25 | 1986-02-01 | LODI | SAN JOAQUIN | 1120 NORTH LOWER SACRAMENTO RIVER LODI |  | NCPA | MICHAEL A. ARGENTINE |  | 180 CIRBY WAY, ROSEVILLE CA 95678 | NCPA: M.W. MCDONALD | 916-781-3636 | STAR ROUTE, BOX 1303, SONORA 95370
NCPA (75%), CSC (25%) | ROSEVILLE #1-#2 | G0382 | OIL/GAS | OIL/GAS - NATURAL GAS | COMBUSTION TURBINE | 49.9 | 50.4 | 1986-04-01 | PG&E | PLACER | 2151 NICHOLS DRIVE ROSEVILLE 95678 |  | NCPA | MICHAEL A. ARGENTINE |  |  | NCPA: M.W. MCDONALD | 916-781-3636 | CONFIDENTIAL
NCPA 75%, CSC 25% | ALAMEDA #1-#2 | G0379 | OIL/GAS | OIL/GAS - NATURAL GAS | COMBUSTION TURBINE | 49.9 | 50.4 | 1986-05-01 | PG&E | ALAMEDA | 2900 MAIN STREET ALAMEDA 94501 |  | NCPA | MICHAEL A. ARGENTINE |  |  | NCPA: M.W. MCDONALD | 916-781-3636 | CONFIDENTIAL
NCPA(62.98%), CSC(37.02%) | CALAVERAS #1-#6 | H0072 | HYDROELECTRIC | HYDRO |  | 249.1 | 249.1 | 1990-01-01 | CCWD | CALAVERAS | 477 BRETT HARTE LANE MURPHYS 95247 | [5 empty] | NCPA: MW MCDONALD | 916-781-3636 | 4000 KRUSE WY, PL STE 255, LAKE OSWEGO OR 5-2544
NID | ROLLINS | H0424 | HYDROELECTRIC | HYDRO |  | 12.1 | 12.5 | 1980-08-01 | PG&E | NEVADA | COLFAX 95713 | [5 empty] | JAMES CHATIGNY | 916-273-6185 | 4000 KRUSE WY, PL STE 255, LAKE OSWEGO OR 5-2544
NID | DUTCH FLAT 2 | H0157 | HYDROELECTRIC | HYDRO |  | 26 | 27.3 | 1965-11-01 | PG&E | NEVADA | DUTCH FLAT | [5 empty] | JAMES CHATIGNY | 916-273-6185 | 4000 KRUSE WY, PL STE 255, LAKE OSWEGO OR 5-2544
NID | CHICAGO PARK | H0095 | HYDROELECTRIC | HYDRO |  | 42 | 45 | 1965-11-01 | PG&E | NEVADA | COLFAX 95713 | [5 empty] | JAMES CHATIGNY | 916-273-6185
NORTH AMERICAN CHEMICAL CO | NORTH AMERICAN CHEMICAL | C0017 | COAL | COAL (COGEN) | COAL-FIRED TOPPING CYCLE | 62.5 | 62.5 | 1983-04-01 | SCE | SAN BERNARDINO | 13200 MAIN STREET TRONA 93592 | 619-372-2367 | NORTH AMERICAN CHEMICAL CO | CONFIDENTIAL | CONFIDENTIAL | CONFIDENTIAL | CONFIDENTIAL | CONFIDENTIAL | CONFIDENTIAL
NORTH AMERICAN CHEMICAL CO. | NORTH AMERICAN CHEMICAL COMPANY | G0396 | OIL/GAS | OIL/GAS - NATURAL GAS (COGEN) | COMBUSTION TURBINE/TOPPING CYCLE | 15 | 15 | 1979-06-25 | SCE | SAN BERNARDINO | 13200 MAIN STREET TRONA 93592 | 619-372-2367 | NORTH AMERICAN CHEMICAL CO | CONFIDENTIAL | CONFIDENTIAL | CONFIDENTIAL | CONFIDENTIAL | CONFIDENTIAL | CONFIDENTIAL
O&SSJID | BEARDSLEY | H0022 | HYDROELECTRIC | HYDRO |  | 11 | 10 | 1957-05-01 | PG&E | TUOLUMNE | WEST END OF BEARDSLEY RESERVOIR | [5 empty] | DON THOMPSON | 209-965-3996
O&SSJID | TULLOCH #1-#2 | H0527 | HYDROELECTRIC | HYDRO |  | 18 | 17.2 | 1958-06-01 | PG&E | CALAVERAS | KNIGHTS FERRY 95361 | [5 empty] | D.B. THOMPSON | 209-965-3996
O&SSJID | DONNELLS | H0145 | HYDROELECTRIC | HYDRO |  | 67.5 | 54 | 1957-06-01 | PG&E | TUOLUMNE | E. END OF BEARDSLEY BEARDSLEY | [5 empty] | DON THOMPSON | 209-965-3996 | 3211 JERMANTOWN ROAD,P.O. BOX 10130, FAIRFAX, VA 22030
O.L.S. ACQUISITION | O.L.S. ENERGY (CAMARILLO STATE HOSPITAL) | G0403 | OIL/GAS | OIL/GAS - NATURAL GAS (COGEN) | COMBINED CYCLE/TOPPING CYCLE | 28.04 | 28.04 | 1987-12-27 | SCE | VENTURA | 1947 WEST POTRERO ROAD CAMARILLO 93010 | 805-388-7065 | O.L.S. ACQUISITION | CONFIDENTIAL | CONFIDENTIAL | CONFIDENTIAL | CONFIDENTIAL | CONFIDENTIAL | 3211 JERMANTOWN ROAD,P.O. BOX 10130, FAIRFAX, VA 22030
O'BRIEN CALIFORNIA COGEN LTD | O'BRIEN CALIFORNIA COGEN (CAL MILK) | G0401 | OIL/GAS | OIL/GAS - NATURAL GAS (COGEN) | COMBINED CYCLE/TOPPING CYCLE | 35 | 35 | 1989-08-20 | SCE | LOS ANGELES | 17306 FALLON AVENUE ARTESIA 90701 | 310-924-7080 | O'BRIEN CALIFORNIA COGEN LTD | CONFIDENTIAL | CONFIDENTIAL | CONFIDENTIAL | CONFIDENTIAL | CONFIDENTIAL | 947 DOGWOOD RD, PO BOX 1536, HEBER CA 92249
O'BRIEN ENERGY SYSTEMS (SANTA MARIA) | O'BRIEN ENERGY SYSTEMS (SANTA MARIA) | G0760 | OIL/GAS | OIL/GAS - NATURAL GAS (COGEN) |  | 43 | 43 | 1986-04-01 | PG&E | SANTA BARBARA | 1660 SINTON ROAD SANTA MARIA 93456 | [7 empty] | 947 DOGWOOD RD, PO BOX 1536, HEBER CA 92249
OESI POWER CORPORATION | ORMESA IH | T0066 | GEOTHERMAL | GEOTHERMAL - HYDROTHERMAL | BINARY CYCLE | 6.5 | 13.2 | 1989-12-01 | SCE | IMPERIAL | 3300 E. EVAN HEWES HIGHWAY HOLTVILLE 92250 | 503-636-9620 | PSC GEOTHERMAL SERVICES COMPANY | DARREL STOVAL OR CARL LEVESQUE | 619-356-5501 | 3300 EAST EVAN HEWES HWY, HOLTVILLE CA 92250 | HEZY RAM OR TED COOK | 702-356-4661 | 1666 EAST CYPRESS AVE, STE 4, REDDING 96002
OESI POWER CORPORATION | ORMESA I | T0062 | GEOTHERMAL | GEOTHERMAL - HYDROTHERMAL | BINARY CYCLE | 24 | 30 | 1986-12-01 | SCE | IMPERIAL | 3300 E. EVAN HEWES HIGHWAY HOLTVILLE 92250 | 503-636-9620 | PSC GEOTHERMAL SERVICES COMPANY | DARREL STOVAL OR CARL LEVESQUE | 619-356-5501 | 3300 EAST EVAN HEWES HWY, HOLTVILLE CA 92250 | HEZY RAM OR TED COOK | 702-356-4661 | CONFIDENTIAL
OESI POWER CORPORATION | ORMESA IE | T0063 | GEOTHERMAL | GEOTHERMAL - HYDROTHERMAL | BINARY CYCLE | 38 | 38 | 1986-12-15 | SCE | IMPERIAL | 3300 E. EVAN HEWES HIGHWAY HOLTVILLE 92250 | 503-636-9620 | PSC GEOTHERMAL SERVICES COMPANY | DARREL STOVAL OR CARL LEVESQUE | 619-356-5501 | 3300 EAST EVAN HEWES HWY, HOLTVILLE CA 92250 | HEZY RAM OR TED COOK | 702-356-4661 | 2310 ORO QUINCY HWY, PO BOX 581, OROVILLE 95965
OGDEN ENERGY GROUP, INC. | BURNEY MOUNTAIN POWER | E0006 | WTE | BIOMASS - WOODWASTE (COGEN) |  | 9.75 | 11 | 1984-08-15 | PG&E | SHASTA | HWY 299 EAST AND ENERGY DRIVE BURNEY 96013 | 916-335-5434 | PACIFIC ENERGY | LEE FOREMAN OR LARRY INGALS | 213-725-1139 | 6055 E. WASHINGTON BLVD, STE 808, COMMERCE CA 90040 |  |  | 2310 ORO QUINCY HWY, PO BOX 581, OROVILLE 95965
OGDEN ENERGY GROUP, INC. | PACIFIC ENERGY (PENROSE LANDFILL) | E0142 | WTE | MSW - LANDFILL GAS | LANDFILL GAS RECOVERY | 12 | 12 | 1986-05-12 | SCE | LOS ANGELES | 8301 TUJUNGA AVENUE SUN VALLEY 91352 | 213-875-1095 | P.L.E.S. | CONFIDENTIAL | CONFIDENTIAL | CONFIDENTIAL | CONFIDENTIAL | CONFIDENTIAL | 2310 ORO QUINCY HWY, PO BOX 581, OROVILLE 95965
OGDEN ENERGY GROUP, INC. | PACIFIC ENERGY (TOYON CANYON LANDFILL) | E0143 | WTE | MSW - LANDFILL GAS | LANDFILL GAS RECOVERY | 12 | 12 | 1986-05-12 | SCE | LOS ANGELES | 5050 MOUNT HOLLYWOOD DRIVE (GRIFFITH PARK) LOS ANGELES 90027 | 213-662-3475 | P.L.E.S. | CONFIDENTIAL | CONFIDENTIAL | CONFIDENTIAL | CONFIDENTIAL | CONFIDENTIAL | 2310 ORO QUINCY HWY, PO BOX 581, OROVILLE 95965
OGDEN ENERGY GROUP, INC. | PACIFIC OROVILLE POWER | E0064 | WTE | BIOMASS - AG. & WOODWASTE |  | 18 | 18 | 1985-09-26 | PG&E | BUTTE | 3050 S. 5TH AVENUE OROVILLE 95965 | 916-532-0639 | PACIFIC ENERGY | JOE BROWN | 916-532-0597 | 3050 S. 5TH AVE, OROVILLE CA 95965
OGDEN MARTIN | STANISLAUS WASTE ENERGY | E0150 | WTE | MSW - WASTE |  | 18 | 18 | 1988-09-06 | PG&E | STANISLAUS | 4040 FINK ROAD CROWS LANDING 95313 | 209-837-4423 | STANISLAUS WASTE ENERGY |  | 209-837-4423 |  | FRED ENGELHARDT | 209-837-4423 | PO BOX 1700, JAMESTOWN CA 95327-1700
OGDEN POWER CORPORATION | MAMMOTH PACIFIC #1 | T0035 | GEOTHERMAL | GEOTHERMAL - HYDROTHERMAL | BINARY CYCLE | 5.187 | 10 | 1984-11-26 | SCE | MONO | JUNCTION OLD HWY 395 & HWY 203 MAMMOTH LAKES 93546 |  | MAMMOTH-PACIFIC, L.P. | JIM ANDERSON | 619-934-4893 | PO BOX 1584, MAMMOTH LAKES CA 93546 | DAVID WAGNER | 703-246-0644 | PO BOX 37, SCOTIA CA 95565
OGDEN POWER CORPORATION | MAMMOTH PACIFIC #2 | T0036 | GEOTHERMAL | GEOTHERMAL - HYDROTHERMAL | BINARY CYCLE | 12 | 12 | 1990-12-07 | SCE | MONO | JUNCTION OLD HWY 395 & HWY 203 MAMMOTH LAKES 93546 | 619-934-4893 | MAMMOTH-PACIFIC, L.P. | JIM ANDERSON | 619-934-4893 | PO BOX 1584, MAMMOTH LAKES CA 93546 | DAVID WAGNER | 703-246-0644 | 920 SOUTHWEST SIXTH AVE, PORTLAND, OR 97204
OGDEN POWER CORPORATION | SECOND IMPERIAL GEOTHERMAL | T0051 | GEOTHERMAL | GEOTHERMAL - HYDROTHERMAL | DOUBLE-FLASH CYCLE | 37 | 37 | 1993-06-21 | SCE | IMPERIAL | 855 DOGWOOD RD HEBER 92251 |  | OGDEN SIGC GEOTHERMAL OPERATIONS | J. GREGORY GRIFFITH | 619-337-8872 | PO BOX 1500, 855 DOGWOOD RD, HEBER CA 92249 | BOB SONES | 619-353-8200 | 920 SOUTHWEST SIXTH AVE, PORTLAND, OR 97204
OGDEN POWER CORPORATION | HEBER DOUBLE FLASH | T0033 | GEOTHERMAL | GEOTHERMAL - HYDROTHERMAL | DOUBLE-FLASH CYCLE | 52 | 52 | 1985-08-01 | SCE | IMPERIAL | 895 PITZER ROAD HEBER 92249 | 619-353-9630 | OGDEN GEOTHERMAL OPERATIONS | JERRY L. BROCKER | 619-353-9630 | 895 PITZER ROAD, HEBER CA 92249 | BOB SONES | 619-353-8200 | 920 SOUTHWEST SIXTH AVE, PORTLAND, OR 97204
OLCESE WATER DISTRICT | KERN HYDRO (OLCESE) | H0367 | HYDROELECTRIC | HYDRO |  | 16 | 16 | 1989-05-18 | PG&E | KERN | 16500 ROUTE 178 BAKERSFIELD 93302 |  | OLCESE WATER DISTRICT |  | 805-323-2991 | PO BOX 651, BAKERSFIELD CA 93301 | ED HUDSON | 916-221-1423 | PO BOX 667 FORESTHILL CA 95631
ORANGE COUNTY SANITATION DISTRICT | ORANGE COUNTY SANITATION DISTRICT PLANT 2 | E0025 | WTE | MSW - DIGESTER GAS | DIGESTER GAS/OTHER | 12 | 12 | 1993-07-27 | SCE | ORANGE | 22212 BROOKHURST AVENUE HUNTINGTON BEACH 92646 | 714-962-2411 |  |  |  |  | CONFIDENTIAL | CONFIDENTIAL | PO BOX 667, FORESTHILL CA 95631
OWID | KELLY RIDGE | H0263 | HYDROELECTRIC | HYDRO |  | 9 | 10 | 1963-01-01 | PG&E | BUTTE |  |  | OWID | ROBERT WARKA |  | PO BOX 581, OROVILLE CA 95965 | MICHAEL GLAZE | 916-533-4578 | PO BOX 667, FORESTHILL CA 95631
OWID | SLY CREEK | H0484 | HYDROELECTRIC | HYDRO |  | 9 | 12.2 | 1983-11-01 | PG&E | BUTTE | FEATHER FALLS |  | OWID | ROBERT WARKA |  | PO BOX 581, OROVILLE CA 95965 | MICHAEL GLAZE | 916-533-4578 | 245 MARKET ST, SAN FRANCISCO 94177, NIIC
OWID | FORBESTOWN | H0191 | HYDROELECTRIC | HYDRO |  | 27 | 29 | 1962-01-01 | PG&E | BUTTE | OROVILLE |  | OWID | ROBERT WARKA |  | PO BOX 581, OROVILLE CA 95965 | MICHAEL GLAZE | 916-533-4578 | 245 MARKET ST, SAN FRANCISCO 94177, NIIC
OWID | WOODLEAF | H0573 | HYDROELECTRIC | HYDRO |  | 49 | 52.2 | 1963-11-01 | PG&E | BUTTE | OROVILLE |  | OWID | ROBERT WARKA |  | PO BOX 581, OROVILLE CA 95965 | MICHAEL GLAZE | 916-533-4578 | 245 MARKET ST, SAN FRANCISCO 94177, NIIC
OXFORD ENERGY | MODESTO ENERGY | E0134 | WTE | MSW - TIRES |  | 14 | 14 | 1987-09-11 | PG&E | STANISLAUS | 4549 INGRAM CREEK ROAD WESTLEY 95387 | 209-894-3161 | MODESTO ENERGY CO. |  | 209-894-3161 | PO BOX 302, WESTLEY CA 95837 | CARL LEVESQUE | 209-894-3161 | 245 MARKET ST, SAN FRANCISCO 94177, NIIC
PAC. ENERGY, ULTRASYSTEM, CONSTELLATION | ULTRAPOWER (CHINESE STATION) | E0100 | WTE | BIOMASS - WOODWASTE |  | 22 | 25.4 | 1986-06-04 | PG&E | TUOLUMNE | 8755 ENTERPRISE DRIVE JAMESTOWN 95327 | 209-984-4660 | ULTRA CONSTELLATION OPERATING SERVICES | STEVE SIMMONS OR RICK CARTER | 209-984-4660 | PO BOX 1700, JAMESTOWN CA 95327-1700 | STEVE SIMMONS OR RICK CARTER | 209-984-4660 | 245 MARKET ST, SAN FRANCISCO 94177, NIIC
PACIFIC LUMBER COMPANY | PACIFIC LUMBER COMPANY | E0063 | WTE | BIOMASS - WOODWASTE (COGEN) | GRATE BOILER | 20 | 25 | 1986-03-22 | PG&E | HUMBOLDT | HWY 101, 125 MAIN STREET SCOTIA 95565 | 707-764-4238 | PACIFIC LUMBER CO. | RICHARD SWEET | 707-764-2222 | PO BOX 37, SCOTIA CA 95565 | RICHARD SWEET | 707-764-2222 | 245 MARKET ST, SAN FRANCISCO 94105
PCORP | IRON GATE | H0245 | HYDROELECTRIC | HYDRO | HYDRAULIC TURBINE - CONVENTIONAL | 19.5 | 18 | 1962-02-01 | PCORP | SISKIYOU | [6 empty] | S.A. DE SOUSA | 503-464-5343 | 245 MARKET ST, SAN FRANCISCO 94177, NIIC
PCORP | COPCO 1 #1-#2 | H0111 | HYDROELECTRIC | HYDRO | HYDRAULIC TURBINE - CONVENTIONAL | 23 | 20 | 1918-01-01 | PCORP | SISKIYOU | [6 empty] | S.A. DE SOUSA | 503-464-5343 | 245 MARKET ST, SAN FRANCISCO 94177, NIIC
PCORP | COPCO 2 #1-#2 | H0112 | HYDROELECTRIC | HYDRO | HYDRAULIC TURBINE - CONVENTIONAL | 29.6 | 27 | 1925-07-01 | PCORP | SISKIYOU | [6 empty] | S.A. DE SOUSA | 503-464-5343 | 245 MARKET ST, SAN FRANCISCO 94177, NIIC
PCWA | FRENCH MEADOWS | H0195 | HYDROELECTRIC | HYDRO |  | 17 | 15.3 | 1966-10-01 | PG&E | PLACER |  |  | PCWA | STEVE JONES | 916-367-2291 | SOAP & PARRISON STS, BOX 667, FORESTHILL, 95631 | STEVE JONES | 916-367-2291 | 245 MARKET ST, SAN FRANCISCO 94177, NIIC
PCWA | RALSTON | H0406 | HYDROELECTRIC | HYDRO |  | 86.3 | 79.2 | 1966-10-01 | PG&E | PLACER | [6 empty] | STEVE JONES | 916-367-2291 | 245 MARKET ST, SAN FRANCISCO 94177, NIIC
PCWA | L.J. STEPHENSON (MIDDLE FORK) #1-#2 | H0275 | HYDROELECTRIC | HYDRO |  | 132 | 109.8 | 1966-10-01 | PG&E | PLACER | [6 empty] | STEPHEN JONES | 916-367-2291 | 245 MARKET ST, SAN FRANCISCO 94177, NIIC
PG&E | HAT CREEK 1 | H0221 | HYDROELECTRIC | HYDRO |  | 8.5 | 10 | 1921-08-01 | PG&E | SHASTA | CASSEL 96016 | [5 empty] | T. MORFORD | 415-973-7000 | 245 MARKET ST, SAN FRANCISCO 94177, NIIC
PG&E | HAT CREEK 2 | H0222 | HYDROELECTRIC | HYDRO |  | 8.5 | 10 | 1921-09-01 | PG&E | SHASTA | CASSEL 96016 | [5 empty] | T. MORFORD | 415-973-7000 | 245 MARKET ST, SAN FRANCISCO 94177, NIIC
PG&E | COLEMAN | H0106 | HYDROELECTRIC | HYDRO |  | 13 | 12.2 | 1979-06-01 | PG&E | TEHAMA | COTTONWOOD 96022 | [5 empty] | T. MORFORD | 415-973-7000 | 245 MARKET ST, SAN FRANCISCO 94177, NIIC
PG&E | NEWCASTLE | H0357 | HYDROELECTRIC | HYDRO |  | 11.5 | 12.7 | 1986-10-01 | PG&E | PLACER | AUBURN | [5 empty] | T. MORFORD | 415-973-7000 | 245 MARKET ST, SAN FRANCISCO 94177, NIIC
PG&E | A.G. WISHON #1-#4 | H0570 | HYDROELECTRIC | HYDRO |  | 20 | 12.8 | 1910-09-01 | PG&E | MADERA | NORTH FORK 93643 | [5 empty] | T. MORFORD | 415-973-7000 | 245 MARKET ST, SAN FRANCISCO 94177, NIIC
PG&E | MOBILE UNIT #1 | G0364 | OIL/GAS | OIL/GAS - NATURAL GAS | GAS COMBUSTION TURBINE | 15 | 13.3 | 1975-08-01 | PG&E | CONTRA COSTA | ADDRESS CONFIDENTIAL ANTIOCH 94509 |  | PG&E | T.A. MOULIE | 707-444-0700 |  | G. RUEGER | 415-973-7000 | 245 MARKET ST, SAN FRANCISCO 94177, NIIC
PG&E | HALSEY | H0217 | HYDROELECTRIC | HYDRO |  | 11 | 13.6 | 1916-12-01 | PG&E | PLACER | AUBURN | [5 empty] | T. MORFORD | 415-973-7000 | 245 MARKET ST, SAN FRANCISCO 94177, NIIC
PG&E | WEST POINT | H0558 | HYDROELECTRIC | HYDRO |  | 14.5 | 13.6 | 1948-11-01 | PG&E | AMADOR | JACKSON 95642 | [5 empty] | T. MORFORD | 415-973-7000 | 245 MARKET ST, SAN FRANCISCO 94177, NIIC
PG&E | WISE #1-#2 | H0569 | HYDROELECTRIC | HYDRO |  | 17.1 | 14.9 | 1917-03-01 | PG&E | PLACER | AUBURN | [5 empty] | T. MORFORD | 415-973-7000 | 245 MARKET ST, SAN FRANCISCO 94177, NIIC
PG&E | DE SABLA | H0130 | HYDROELECTRIC | HYDRO |  | 18.5 | 18.5 | 1962-12-01 | PG&E | BUTTE | ACCESS ROAD MAGALIA 95954 | [5 empty] | T. MORFORD | 415-973-7000 | 245 MARKET ST, SAN FRANCISCO 94177, NIIC
PG&E | DUTCH FLAT 1 | H0156 | HYDROELECTRIC | HYDRO |  | 22 | 22 | 1943-03-01 | PG&E | PLACER | DUTCH FLAT 95714 | [5 empty] | T. MORFORD | 415-973-7000 | 245 MARKET ST, SAN FRANCISCO 94177, NIIC
PG&E | BALCH 1 | H0019 | HYDROELECTRIC | HYDRO |  | 34 | 31 | 1927-02-01 | PG&E | FRESNO | FRESNO | [5 empty] | T. MORFORD | 415-973-7000 | 245 MARKET ST, SAN FRANCISCO 94177, NIIC
PG&E | KERCKHOFF 1 #1-#3 | H0265 | HYDROELECTRIC | HYDRO |  | 38 | 34.2 | 1920-08-01 | PG&E | FRESNO | AUBERRY 93602 | [5 empty] | T. MORFORD | 415-973-7000 | 245 MARKET ST, SAN FRANCISCO 94177, NIIC
PG&E | BUTT VALLEY | H0057 | HYDROELECTRIC | HYDRO |  | 39.96 | 36 | 1958-12-01 | PG&E | PLUMAS | NORTH END OF BUTT VALLEY CARIBOU | [5 empty] | T. MORFORD | 415-973-7000 | 245 MARKET ST, SAN FRANCISCO 94177, NIIC
PG&E | SALT SPRINGS #1-#2 | H0431 | HYDROELECTRIC | HYDRO |  | 44 | 41 | 1931-06-01 | PG&E | AMADOR | JACKSON 95642 | [5 empty] | T. MORFORD | 415-973-7000 | 245 MARKET ST, SAN FRANCISCO 94177, NIIC
PG&E | KINGS RIVER | H0272 | HYDROELECTRIC | HYDRO |  | 52 | 48.6 | 1962-03-01 | PG&E | FRESNO | FRESNO | [5 empty] | T. MORFORD | 415-973-7000 | 245 MARKET ST, SAN FRANCISCO 94177, NIIC
PG&E | DRUM 1 #1-#4 | H0154 | HYDROELECTRIC | HYDRO |  | 54 | 49.2 | 1913-11-01 | PG&E | PLACER | ALTA 95701 | 916-389-2551 |  |  |  |  | T. MORFORD | 415-973-7000 | 245 MARKET ST, SAN FRANCISCO 94177, NIIC
PG&E | TIGER CREEK #1-#2 | H0516 | HYDROELECTRIC | HYDRO |  | 58 | 51 | 1931-08-01 | PG&E | AMADOR | JACKSON 95642 | [5 empty] | T. MORFORD | 415-973-7000 | 245 MARKET ST, SAN FRANCISCO 94177, NIIC
PG&E | DRUM 2 | H0155 | HYDROELECTRIC | HYDRO |  | 49.5 | 53.1 | 1966-12-01 | PG&E | PLACER | ALTA 95701 | 916-389-2551 |  |  |  |  | T. MORFORD | 415-973-7000 | 245 MARKET ST, SAN FRANCISCO 94177, NIIC
PG&E | BUCKS CREEK #1-#2 | H0052 | HYDROELECTRIC | HYDRO |  | 65 | 66 | 1928-03-01 | PG&E | PLUMAS | STORRIE 95980 | [5 empty] | T. MORFORD | 415-973-7000 | 245 MARKET ST, SAN FRANCISCO 94177, NIIC
PG&E | PIT 1 #1-#2 | H0388 | HYDROELECTRIC | HYDRO |  | 61 | 69.4 | 1922-09-01 | PG&E | SHASTA | FALL RIVER MILL 96028 | [5 empty] | T. MORFORD | 415-973-7000 | 245 MARKET ST, SAN FRANCISCO 94177, NIIC
PG&E | CRESTA #1-#2 | H0121 | HYDROELECTRIC | HYDRO |  | 69.75 | 73.8 | 1949-11-01 | PG&E | PLUMAS | STORRIE 95980 | [5 empty] | T. MORFORD | 415-973-7000 | 245 MARKET ST, SAN FRANCISCO 94105 NIIE
PG&E | CARIBOU 1 #1-#3 | H0087 | HYDROELECTRIC | HYDRO |  | 75 | 75 | 1921-06-01 | PG&E | PLUMAS | CARIBOU | [5 empty] | T. MORFORD | 415-973-7000 | 245 MARKET ST, SAN FRANCISCO 94105 NIIE
PG&E | PIT 6 #1-#2 | H0392 | HYDROELECTRIC | HYDRO |  | 80 | 79.2 | 1965-05-01 | PG&E | SHASTA | MONTGOMERY CREEK 96065 | [5 empty] | T. MORFORD | 415-973-7000 | 245 MARKET ST, SAN FRANCISCO 94105 NIIE
PG&E | PIT 3 #1-#3 | H0389 | HYDROELECTRIC | HYDRO |  | 70 | 80.2 | 1925-07-01 | PG&E | SHASTA | BURNEY 96013 | [5 empty] | T. MORFORD | 415-973-7000 | 245 MARKET ST, SAN FRANCISCO 94105 NIIE
PG&E | STANISLAUS | H0498 | HYDROELECTRIC | HYDRO |  | 91 | 81.9 | 1963-03-01 | PG&E | TUOLUMNE | STANISLAUS | [5 empty] | T. MORFORD | 415-973-7000 | 245 MARKET ST, SAN FRANCISCO 94105 NIIE
PG&E | ELECTRA #1-#3 | H0171 | HYDROELECTRIC | HYDRO |  | 92 | 89.1 | 1948-06-01 | PG&E | AMADOR | JACKSON 95642 | [5 empty] | T. MORFORD | 415-673-4603 | 245 MARKET ST, SAN FRANCISCO 94105 NIIE
PG&E | BALCH 2 #1-#2 | H0020 | HYDROELECTRIC | HYDRO |  | 105 | 97.2 | 1958-11-01 | PG&E | FRESNO | FRESNO | [5 empty] | T. MORFORD | 415-973-7000 | 245 MARKET ST,NIIE , SAN FRANCISCO 94105
PG&E | PIT 4 #1-#2 | H0390 | HYDROELECTRIC | HYDRO |  | 95 | 103.6 | 1955-06-01 | PG&E | SHASTA | MONTGOMERY CREEK 96065 | [5 empty] | T. MORFORD | 415-973-7000 | 245 MARKET ST, SAN FRANCISCO 94177, NIIC
PG&E | CARIBOU 2 #4-#5 | H0088 | HYDROELECTRIC | HYDRO |  | 120 | 109.8 | 1958-11-01 | PG&E | PLUMAS | CARIBOU | [5 empty] | T. MORFORD | 415-973-7000 | 201 MISSION ST, RM P-1012
PG&E | PIT 7 #1-#2 | H0393 | HYDROELECTRIC | HYDRO |  | 112 | 109.8 | 1965-06-01 | PG&E | SHASTA | MONTGOMERY CREEK 96065 | [5 empty] | T. MORFORD | 415-973-7000 | 245 MARKET ST, SAN FRANCISCO 94105 NIIE
PG&E | ROCK CREEK #1-#2 | H0417 | HYDROELECTRIC | HYDRO |  | 112 | 113.4 | 1950-02-01 | PG&E | PLUMAS | STORRIE 95980 | [5 empty] | T. MORFORD | 415-973-7000 | 245 MARKET ST, SAN FRANCISCO 94177, NIIC
PG&E | BELDEN | H0023 | HYDROELECTRIC | HYDRO |  | 125 | 117.9 | 1969-09-01 | PG&E | PLUMAS | BELDEN 95915 | [5 empty] | T. MORFORD | 415-973-7000 | 245 MARKET ST, SAN FRANCISCO 94177, NIIC
PG&E | GEYSERS #11 | T0058 | GEOTHERMAL | GEOTHERMAL - DRY STEAM |  | 106 | 118.8 | 1975-05-31 | PG&E | SONOMA | CLOVERDALE |  | PG&E | KENNETH SPEER OR DEAN COOLEY | 707-431-6077 | 111 STONY CIRCLE, SANTA ROSA CA 95401-9599 | R. LIVINGSTON | 415-973-7000 | 245 MARKET ST, SAN FRANCISCO 94177, NIIC
PG&E | GEYSERS #12 | T0059 | GEOTHERMAL | GEOTHERMAL - DRY STEAM |  | 106 | 118.8 | 1979-03-01 | PG&E | SONOMA | CLOVERDALE |  | PG&E | KENNETH SPEER OR DEAN COOLEY | 707-431-6077 | 111 STONY CIRCLE, SANTA ROSA CA 95401-9599 | R. LIVINGSTON | 415-973-7000 | 245 MARKET ST,NIIE, SAN FRANCISCO 94105
PG&E | GEYSERS #5-#6 | T0055 | GEOTHERMAL | GEOTHERMAL - DRY STEAM |  | 106 | 118.8 | 1971-12-15 | PG&E | SONOMA | CLOVERDALE |  | PG&E | KENNETH SPEER OR DEAN COOLEY | 707-431-6077 | 111 STONY CIRCLE, SANTA ROSA CA 95401-9599 | R. LIVINGSTON | 415-973-7000 | 245 MARKET ST, SAN FRANCISCO 94177, NIIC
PG&E | GEYSERS #7-#8 | T0056 | GEOTHERMAL | GEOTHERMAL - DRY STEAM |  | 106 | 118.8 | 1972-08-18 | PG&E | SONOMA | CLOVERDALE |  | PG&E | KENNETH SPEER OR DEAN COOLEY | 707-431-6077 | 111 STONY CIRCLE, SANTA ROSA CA 95401-9599 | R. LIVINGSTON | 415-973-7000 | 77 BEALE ST, SAN FRANCISCO 94105
PG&E | GEYSERS #9-#10 | T0057 | GEOTHERMAL | GEOTHERMAL - DRY STEAM |  | 106 | 118.8 | 1973-10-15 | PG&E | SONOMA | CLOVERDALE |  | PG&E | KENNETH SPEER OR DEAN COOLEY | 707-431-6077 | 111 STONY CIRCLE, SANTA ROSA CA 95401-9599 | R. LIVINGSTON | 415-973-7000 | CONFIDENTIAL
PG&E | GEYSERS #14 | T0061 | GEOTHERMAL | GEOTHERMAL - DRY STEAM |  | 109 | 124 | 1980-09-12 | PG&E | SONOMA | CLOVERDALE |  | PG&E | KENNETH SPEER OR DEAN COOLEY | 707-431-6077 | 111 STONY CIRCLE, SANTA ROSA CA 95401-9599 | R. LIVINGSTON | 415-973-7000
PG&E | HUMBOLDT BAY ST1-ST2, MOBILE 2-3 | G0268 | OIL/GAS | OIL/GAS - NATURAL, DISTILLATE | COMBUSTION TURBINE, STEAM TURBINE | 135 | 129 | 1956-12-01 | PG&E | HUMBOLDT | BUHNE POINT, 1000 KING SALMON AVE. EUREKA 95503 | 707-444-0700 | PG&E | T.A. MOULIA | 707-444-0700 |  | G. RUEGER | 415-973-7000
PG&E | HAAS #1-#2 | H0215 | HYDROELECTRIC | HYDRO |  | 144 | 135 | 1958-12-01 | PG&E | FRESNO | FRESNO | [5 empty] | T. MORFORD | 415-973-7000 | CONFIDENTIAL
PG&E | KERCKHOFF 2 | H0266 | HYDROELECTRIC | HYDRO |  | 155 | 139.5 | 1983-05-01 | PG&E | FRESNO | AUBERRY 93602 | [5 empty] | T. MORFORD | 415-973-7000 | CONFIDENTIAL
PG&E | GEYSERS #13 | T0060 | GEOTHERMAL | GEOTHERMAL - DRY STEAM |  | 109 | 139.8 | 1980-05-15 | PG&E | LAKE | CLOVERDALE | 707-431-3942 | PG&E | KENNETH SPEER OR DEAN COOLEY | 707-431-6077 | 111 STONY CIRCLE, SANTA ROSA CA 95401-9599 | R. LIVINGSTON | 415-973-7000 | 393 N. HARBOR BLVD, OXNARD, CA 93035
PG&E | PIT 5 #1-#4 | H0391 | HYDROELECTRIC | HYDRO |  | 160 | 141.9 | 1944-04-01 | PG&E | SHASTA | MONTGOMERY CREEK 96065 | [5 empty] | T. MORFORD | 415-973-7000 | 393 N. HARBOR BLVD, OXNARD, CA 93035
PG&E | POE #1-#2 | H0395 | HYDROELECTRIC | HYDRO |  | 120 | 142.8 | 1958-05-01 | PG&E | BUTTE | JARBO GAP, CA 95916 STORRIE 95980 | [5 empty] | T. MORFORD | 415-973-7000 | 37000 E. SANTA FE DRIVE, DAGGETT, CA 92327
PG&E | JAMES B. BLACK #1-#2 | H0250 | HYDROELECTRIC | HYDRO |  | 172 | 154.8 | 1965-12-01 | PG&E | SHASTA | MONTGOMERY CREEK 96065 | [5 empty] | T. MORFORD | 415-973-7000 | 8996 ETIWANDA AVE, RANCHO CUCAMONGA, CA 91739
PG&E | HUNTERS POINT GT1, ST2-ST4 | G0272 | OIL/GAS | OIL/GAS - NATURAL, DISTILLATE | GAS COMBUSTION TURBINE,STEAM TURBINE | 426 | 427.8 | 1948-12-01 | PG&E | SAN FRANCISCO | 1000 EVANS AVENUE SAN FRANCISCO 94124 |  | PG&E | K.A. SLOAT |  | 1000 EVANS AVE, SAN FRANCISCO CA 94124 | R. LIVINGSTON | 415-973-7000 | 393 N. HARBOR BLVD, OXNARD, CA 93035
PG&E | HELMS #1-#3 | H0229 | HYDROELECTRIC | HYDRO - PUMPED STORAGE |  | 1212 | 1053 | 1984-06-01 | PG&E | FRESNO | 57800 MCKINLEY GROVE RD SHAVER LAKE 93664 | 209-488-7898 |  |  |  |  | T. MORFORD | 415-973-7000 | CONFIDENTIAL
PG&E | DIABLO CANYON #1-#2 | N0001 | NUCLEAR | NUCLEAR - URANIUM |  | 2160 | 2301 | 1985-05-01 | PG&E | SAN LUIS OBISPO | AVILA ROAD, BETWEEN MONTANO DE ORO & 9 M NW AVILA BEACH, FROM HWY 101 AVILA BEACH 93424 | 805-545-6000 | PG&E | R.P. POWERS |  | PO BOX 56, AVILA BEACH, CA 93424 | G. RUEGER | 415-973-7000 | 3500 AKERS RD, #59, BAKERSFIELD CA 93309
PHOENIX ENERGY LTD. | PAINTED HILLS WIND DEVELOPERS | W0125 | WIND | WIND | WINDPARK | 19.265 | 19.265 | 1985-12-01 | SCE | RIVERSIDE | N. PALM SPRINGS 92258 |  | PHOENIX ENERGY, LIMITED | CONFIDENTIAL | CONFIDENTIAL | CONFIDENTIAL | CONFIDENTIAL | CONFIDENTIAL | 3500 AKERS RD, #59, BAKERSFIELD CA 93309
PLES AND ULTRASYSTEMS | MT. LASSEN POWER | E0056 | WTE | BIOMASS - WOODWASTE (COGEN) |  | 10.5 | 11.5 | 1984-10-11 | PG&E | LASSEN | COUNTY ROAD A-21 WESTWOOD 96137 | 916-256-3155 | PACIFIC ENERGY, MT LASSEN POWER | GARY PRITCHARD | 916-256-3155 | PO DRAWER BB WESTWOOD CA 96137 |  |  | CONFIDENTIAL
PRAXAIR INCORPORATED | WILMINGTON COGENERATION | G0765 | OIL/GAS | OIL/GAS - NATURAL GAS (COGEN) |  | 28 | 28.25 | 1988-12-01 | SCE | LOS ANGELES | 2300 EAST PACIFIC COAST HWY WILMINGTON 90744 | 562-983-2100 |  |  |  |  | 562-983-2100 |  | CONFIDENTIAL
PROCTER & GAMBLE | PROCTER & GAMBLE (OXNARD) #1-#2 | G0468 | OIL/GAS | OIL/GAS - NATURAL GAS (COGEN) | COMBINED CYCLE/TOPPING CYCLE | 19.876 | 19.876 | 1982-01-26 | SCE | VENTURA | 800 NORTH RICE AVENUE OXNARD 93030 | 805-485-8871 | PROCTOR & GAMBLE | CONFIDENTIAL | CONFIDENTIAL | CONFIDENTIAL | CONFIDENTIAL | CONFIDENTIAL
PROCTER & GAMBLE | PROCTER & GAMBLE (OXNARD) #1-#2 | G0469 | OIL/GAS | OIL/GAS - NATURAL GAS (COGEN) | COMBINED CYCLE/TOPPING CYCLE | 49.9 | 49.9 | 1989-11-17 | SCE | VENTURA | 800 NORTH RICE AVENUE OXNARD 93030 | 805-485-8871 | PROCTOR & GAMBLE | CONFIDENTIAL | CONFIDENTIAL | CONFIDENTIAL | CONFIDENTIAL | CONFIDENTIAL | CONFIDENTIAL
RELIANT ENERGY | ELLWOOD | G0195 | OIL/GAS | OIL/GAS - DISTILLATE OIL | COMBUSTION TURBINE | 48 | 56.7 | 1974-08-01 | SCE | SANTA BARBARA | LAS ARMAS ROAD GOLETA 93030 |  | RELIANT ENERGY | TOM SNOWDON | 805-984-5268 | 393 N. HARBOR BLVD, OXNARD, CA 93035 | TOM SNOWDON | 805-984-5268 | 2244 WALNUT GROVE AVE, ROSEMEAD 91770
RELIANT ENERGY | MANDALAY #1-#3 | G0330 | OIL/GAS | OIL/GAS - NATURAL, DISTILLATE | STEAM TURBINE, COMBUSTION TURBINE | 570 | 573.33 | 1959-05-01 | SCE | VENTURA | 393 NORTH HARBOR BLVD. OXNARD 93030 | 805-986-7291 | RELIANT ENERGY | TOM SNOWDON | 805-984-5268 | 393 N. HARBOR BLVD, OXNARD, CA 93035 | TOM SNOWDON | 805-984-5268 | 2244 WALNUT GROVE AVE, ROSEMEAD 91770
RELIANT ENERGY | COOLWATER #1-#4 | G0767 | OIL/GAS | OIL/GAS - NATURAL GAS | STEAM TURBINE, COMBINED CYCLE | 628 | 726.9 | 1961-06-01 | SCE | SAN BERNARDINO | EAST SANTA FE STREET DAGGETT 92327 | 619-254-5291 | RELIANT ENERGY | DICK DUSENBURY | 760-254-5241 | 37000 E. SANTA FE DRIVE, DAGGETT, CA 92327 | DICK DUSENBURY | 760-254-5241 | 2244 WALNUT GROVE AVE, ROSEMEAD 91770
RELIANT ENERGY | ETIWANDA #1-#5 | G0201 | OIL/GAS | OIL/GAS - NATURAL, DISTILLATE | STEAM TURBINE, COMBUSTION TURBINE | 1030 | 1049.13 | 1953-07-01 | SCE | SAN BERNARDINO | 8996 ETIWANDA AVENUE ETIWANDA 91739 | 818-302-1212 | RELIANT ENERGY | DANNY ROSS | 909-899-7241 | 8996 ETIWANDA AVE, RANCHO CUCAMONGA, CA 91739 | DANNY ROSS | 909-899-7241 | 2244 WALNUT GROVE AVE, ROSEMEAD 91770
RELIANT ENERGY | ORMOND BEACH #1-#2 | G0421 | OIL/GAS | OIL/GAS - NATURAL GAS | COMBINED CYCLE - STEAM TURBINE | 1500 | 1612.8 | 1971-01-01 | SCE | VENTURA | 6635 SOUTH EDISON DRIVE OXNARD 93030 | 805-986-7291 | RELIANT ENERGY | TOM SNOWDON | 805-984-5268 | 393 N. HARBOR BLVD, OXNARD, CA 93035 | TOM SNOWDON | 805-984-5268 | 2244 WALNUT GROVE AVE, ROSEMEAD 91770
RENEWABLE ENERGY VEN | PHOENIX ENERGY, LIMITED | W0129 | WIND | WIND | WINDPARK | 13.51 | 13.51 | 1985-01-10 | SCE | RIVERSIDE | ADDRESS CONFIDENTIAL SAN GORGONIO 92262 |  | SEAWEST ENERGY GROUP | JERRY STONE | 619-329-1418 | PO BOX 742, N PALM SPRINGS CA 92258 | CONFIDENTIAL | CONFIDENTIAL | 2244 WALNUT GROVE AVE, ROSEMEAD 91770
RIO BRAVO REFINING | ULTRAPOWER (OGLE) | C0022 | COAL | COAL (COGEN) |  | 37 | 37 | 1989-09-27 | PG&E | KERN | 16608 PORTERVILLE HIGHWAY BAKERSFIELD 93308 | 805-393-2278 | ULTRA CONSTELLATION OPERATING SERVICES |  | 805-393-2278 | PO BOX 81027, BAKERSFIELD, CA 93380 | CECIL STERLING | 714-863-7000 | 2244 WALNUT GROVE AVE., PO BOX 800, ROSEMEAD 91770
RIO BRAVO REFINING | RIO BRAVO JASMIN | C0018 | COAL | COAL (COGEN) | STEAM TURBINE/ENHANCED OIL RECOVERY | 41 | 41 | 1990-02-02 | SCE | KERN | 11258 PORTERVILLE HIGHWAY BAKERSFIELD 93308 | 805-792-3048 | ULTRAPOWER INC | CONFIDENTIAL | CONFIDENTIAL | CONFIDENTIAL | CECIL STERLING | 714-863-7000 | 2244 WALNUT GROVE AVE, ROSEMEAD 91770
RIPON COGENERATION | RIPON COGENERATION | G0564 | OIL/GAS | OIL/GAS - NATURAL GAS (COGEN) |  | 49.5 | 49.9 | 1988-04-19 | PG&E | SAN JOAQUIN | 942 SOUTH STOCKTON STREET RIPON 95366 | 209-599-4241 | SIMPSON PAPER COMPANY |  | 209-599-4241 |  |  |  | 2244 WALNUT GROVE AVE, ROSEMEAD 91770
RIVERSIDE CEMMENT CO. | RIVERSIDE CEMENT COMPANY | C0019 | COAL | COAL (COGEN) | COAL FIRED BOTTOMING CYCLE | 17 | 17 | 1979-06-08 | SCE | SAN BERNARDINO | 19409 NATIONAL TRAILS HIGHWAY ORO GRANDE 92368 |  | RIVERSIDE CEMENT COMPANY | CONFIDENTIAL | CONFIDENTIAL | CONFIDENTIAL | CONFIDENTIAL | CONFIDENTIAL | 2244 WALNUT GROVE AVE., P.O. BOX 800, ROSEMEAD 91770
ROBERT SMITH | SAN JACINTO POWER CORPORATION | W0138 | WIND | WIND | WINDPARK | 4.435 | 18.95 | 1985-12-01 | SCE | RIVERSIDE | 79 WEST INDIAN N. PALM SPRINGS 92258 |  | DON DOUTHWRIGHT | CONFIDENTIAL | CONFIDENTIAL | CONFIDENTIAL | CONFIDENTIAL | CONFIDENTIAL | 2244 WALNUT GROVE AVE, ROSEMEAD 91770
SACRAMENTO COGENERATION AUTHORITY | PROCTER & GAMBLE (SMUD) | G0467 | OIL/GAS | OIL/GAS - NATURAL GAS (COGEN) | COMBUSTION TURBINE WITH WASTE HEAT | 117 | 117 | 1997-01-01 | SMUD | SACRAMENTO | 8201 FRUITRIDGE RD SACRAMENTO 95813 |  | SMUD |  |  | 6201 S ST, SACRAMENTO 95817, PO BOX 15830, 95852-1830 |  |  | 2244 WALNUT GROVE AVE, ROSEMEAD 91770
SALTON SEA I, PHASE 1 | SALTON SEA I, PHASE 2 | T0016 | GEOTHERMAL | GEOTHERMAL | GEOTHERMAL | 36 | 36 | 1994-11-01 | SCE | IMPERIAL | 6922 CRUMMER ROAD CALIPATRIA |  | EARTH ENERGY |  |  | 1201 WEST 5TH ST, PO BOX 7600, LOS ANGELES CA 90051 |  |  | PO BOX 800 ROSEMEAD CA 91770
SAN FRANCISCO REFINERY | SAN FRANCISCO REFINERY | G0632 | OIL/GAS | OIL/GAS - NATURAL GAS (COGEN) |  | 49.9 | 49.9 | 1987-05-21 | PG&E | CONTRA COSTA | 1380 SAN PABLO AVENUE RODEO 94572 | 510-799-4411 | [6 empty] | SCE: PO BOX 800, ROSEMEAD CA 91770
SAN GORGONIO FARMS, | SECTITON 28 TRUST (SANDBERG III) | W0143 | WIND | WIND | WINDPARK | 20.756 | 44.446 | 1985-01-22 | SCE | RIVERSIDE | SAN GORGONIO |  | SAN GORGONIO FARMS, | CONFIDENTIAL | CONFIDENTIAL | CONFIDENTIAL | CONFIDENTIAL | CONFIDENTIAL | 101 ASH ST, SAN DIEGO CA 92101
SAN JOAQUIN POWER COMPANY | SAN JOAQUIN POWER COMPANY | G0283 | OIL/GAS | OIL/GAS - NATURAL GAS (COGEN) |  | 10.75 | 10.75 | 1991-04-19 | PG&E | MERCED | 5129 NORTH ORCHARD PARKVIEW WINTON 95388 | 209-358-2534 | JRW & ASSOCIATES |  | 209-358-2534 |  |  |  | 101 ASH ST, SAN DIEGO CA 92101
SCE | POOLE 1 | H0398 | HYDROELECTRIC | HYDRO |  | 11 | 10 | 1924-06-01 | SCE | MONO | LEE VINING 93541 |  | SCE | J.C. EVANS |  |  | C.E. MILLER | 818-302-1564 | 101 ASH ST, SAN DIEGO CA 92101
SCE | PORTAL 1 | H0499 | HYDROELECTRIC | HYDRO |  | 10.5 | 10 | 1956-12-01 | SCE | FRESNO | BIG CREEK 93605 |  | SCE | H.G. HUTCHENS |  |  | C.E. MILLER | 818-302-1564 | 101 ASH ST, SAN DIEGO CA 92101
SCE | BOREL #1-#3 | H0048 | HYDROELECTRIC | HYDRO |  | 11 | 12 | 1904-12-01 | SCE | KERN | LAKE ISABELLA 93240 |  | SCE | D.F. ANDERS |  |  | C.E. MILLER | 818-302-1564 | 101 ASH ST, SAN DIEGO CA 92101
SCE | KERN RIVER 1 #1-#4 | H0268 | HYDROELECTRIC | HYDRO |  | 24.8 | 24.8 | 1907-05-01 | SCE | KERN | BAKERSFIELD | 619-376-6307 | SCE | D.F. ANDERS |  |  | C.E. MILLER | 818-302-1564 | 101 ASH ST, SAN DIEGO CA 92101
SCE | KERN RIVER 3 #1-#2 | H0269 | HYDROELECTRIC | HYDRO |  | 36.8 | 41 | 1921-03-01 | SCE | KERN | KERNVILLE 93238 | 619-376-6307 | SCE | D.F. ANDERS |  |  | C.E. MILLER | 818-302-1564 | 101 ASH ST, SAN DIEGO CA 92101
SCE | BIG CREEK 2 #3-#6 | H0028 | HYDROELECTRIC | HYDRO |  | 67.1 | 67 | 1913-12-01 | SCE | FRESNO | BIG CREEK 93605 | 209-893-3611 | SCE | H.G. HUTCHENS |  |  | C.E. MILLER | 818-302-1564 | 101 ASH ST, SAN DIEGO CA 92101
SCE | BIG CREEK 8 #1-#2 | H0036 | HYDROELECTRIC | HYDRO |  | 64.5 | 75 | 1921-08-01 | SCE | FRESNO | AUBERRY 93605 |  | SCE | H.G. HUTCHENS |  |  | C.E. MILLER | 818-302-1564 | CONFIDENTIAL
SCE | BIG CREEK 1 #1-#4 | H0027 | HYDROELECTRIC | HYDRO |  | 82.9 | 85.4 | 1913-11-01 | SCE | FRESNO | BIG CREEK 93605 | 209-893-3611 | SCE | G. HUTCHENS |  |  | THOMAS PAGE | 818-302-1212 | CONFIDENTIAL
SCE | BIG CREEK 4 #1-#2 | H0034 | HYDROELECTRIC | HYDRO |  | 100.2 | 100 | 1951-06-01 | SCE | MADERA | NORTH FORK 93602 |  | SCE | H.G. HUTCHENS |  |  | C.E. MILLER | 818-302-1564
SCE | BIG CREEK 2A #1-#2 | H0030 | HYDROELECTRIC | HYDRO |  | 98.5 | 110 | 1928-08-01 | SCE | FRESNO | BIG CREEK 93605 | 209-893-3611 | SCE | H.G. HUTCHENS |  |  | C.E. MILLER | 818-302-1564 | 508 ELMIRA RD, VACAVILLE 95688
SCE | BIG CREEK 3 #1-#5 | H0032 | HYDROELECTRIC | HYDRO |  | 181.9 | 177 | 1923-09-01 | SCE | FRESNO | AUBERRY 93602 |  | SCE | H.G. HUTCHENS |  |  | C.E. MILLER | 818-302-1564
SCE | MAMMOTH POOL #1-#2 | H0313 | HYDROELECTRIC | HYDRO |  | 187 | 190 | 1960-03-01 | SCE | MADERA | NORTH FORK 93605 | 209-893-3611 | SCE | H.G. HUTCHENS |  |  | C.E. MILLER | 818-302-1564 | PO BOX 496028 REDDING CA 96049
SCE | EASTWOOD | H0161 | HYDROELECTRIC | HYDRO - PUMPED STORAGE |  | 207 | 199.8 | 1988-01-01 | SCE | FRESNO | SHAVER LAKE 93664 |  | SCE | H.G. HUTCHENS |  |  | THOMAS PAGE | 818-302-1212 | PO BOX 496028 REDDING CA 96049
SCE/75%, SDG&E/20%, ANHM 3.2%, RIV/1.8% | SAN ONOFRE #2-#3 (#1 RETIRED) | N0002 | NUCLEAR | NUCLEAR | URANIUM | 2150 | 2254 | 1968-01-01 | SDG&E | SAN DIEGO | HWY 101 NUCLEAR GENERATING STATION, 14300 MESA ROAD W 40 SAN CLEMENTE 92672 | 714-492-8303 | SCE | CARLOS J. MONTEZ | 818-302-9320 | 2244 WALNUT GROVE AVE, ROOM 405, ROSEMEAD 91770 | SCE: J.T. REILLY | 818-302-1212 | PO BOX 496028 REDDING CA 96049
SDG&E | DIVISION | G0175 | OIL/GAS | OIL/GAS - DISTILLATE OIL | COMBUSTION TURBINE | 16 | 21.2 | 1968-11-01 | SDG&E | SAN DIEGO | HARBOR DR & VESTA SAN DIEGO 92113 |  | SDG&E | THOMAS PAGE | 619-696-2000 | 101 ASH ST, SAN DIEGO CA 92101 | THOMAS PAGE | 619-696-2000 | PO BOX 496028 REDDING CA, 96049
SDG&E | EL CAJON | G0189 | OIL/GAS | OIL/GAS - DISTILLATE OIL | COMBUSTION TURBINE | 16 | 21.2 | 1968-11-01 | SDG&E | SAN DIEGO | 800 WEST MAIN STREET EL CAJON 92020 |  | SDG&E | THOMAS PAGE | 619-696-2000 | 101 ASH ST, SAN DIEGO CA 92101 | THOMAS PAGE | 619-696-2000 | PO BOX 496028 REDDING CA 96049
SDG&E | NTC CENTRAL PLANT | G0385 | OIL/GAS | OIL/GAS - NATURAL GAS (COGEN) | COMBUSTION TURBINE WITH WASTE HEAT | 16 | 21.2 | 1968-11-01 | SDG&E | SAN DIEGO | 5555 MOREHOUSE DRIVE SAN DIEGO 92121 | 619-658-2068 | SDG&E | THOMAS PAGE | 619-696-2000 | 101 ASH ST, SAN DIEGO CA 92101 | THOMAS PAGE | 619-696-2000 | CONFIDENTIAL
SDG&E | NAVAL STATION | G0389 | OIL/GAS | OIL/GAS - NATURAL GAS (COGEN) | COMBUSTION TURBINE WITH WASTE HEAT | 23 | 33.3 | 1976-09-01 | SDG&E | SAN DIEGO | VESTA STREET SAN DIEGO 92136 |  | SDG&E | THOMAS PAGE | 619-696-2000 | 101 ASH ST, SAN DIEGO CA 92101 | THOMAS PAGE | 619-696-2000 | CONFIDENTIAL
SDG&E | MIRAMAR | G0360 | OIL/GAS | OIL/GAS - NATURAL GAS | COMBUSTION TURBINE | 39 | 58 | 1972-05-01 | SDG&E | SAN DIEGO | 6897 CONSOLIDATED WAY SAN DIEGO 92121 |  | SDG&E | THOMAS PAGE | 619-696-2000 | 101 ASH ST, SAN DIEGO CA 92101 | THOMAS PAGE | 619-696-2000 | CONFIDENTIAL
SDG&E | NORTH ISLAND CT1-CT2 | G0398 | OIL/GAS | OIL/GAS - NATURAL GAS | COMBUSTION TURBINE WITH WASTE HEAT | 38 | 58 | 1972-06-01 | SDG&E | SAN DIEGO | END OF HWY 282, WEST OF ORANGE AVE, ROGERS ROAD AT QUAY STREET CORONADO 92135 |  | SDG&E | THOMAS PAGE | 619-696-2000 | 101 ASH ST, SAN DIEGO CA 92101 | THOMAS PAGE | 619-696-2000 | CONFIDENTIAL
SDG&E | KEARNY CT1-CT3 | G0289 | OIL/GAS | OIL/GAS - NATURAL GAS | COMBUSTION TURBINE | 149 | 192.4 | 1969-12-01 | SDG&E | SAN DIEGO | 5488 OVERLAND AVE SAN DIEGO 92123 |  | SDG&E | THOMAS PAGE | 619-696-2000 | 101 ASH ST, SAN DIEGO CA 92101 | THOMAS PAGE | 619-696-2000 | CONFIDENTIAL
SDG&E | SOUTH BAY ST1-ST4, GT1 | G0571 | OIL/GAS | OIL/GAS - NATURAL GAS | STEAM TURBINE | 693 | 811 | 1960-07-01 | SDG&E | SAN DIEGO | 990 BAY BLVD. CHULA VISTA 91911 | 619-498-5206 | SDG&E | B.E. ALFONSO | 619-498-5270 | 990 BAY BLVD, CHULA VISTA CA 91911 | THOMAS A PAGE | 619-696-2000 | CONFIDENTIAL
SEAWEST INDUSTRIES | DESERT WIND III POWER PURCHASE CONTRACT | W0038 | WIND | WIND | WINDPARK | 37 | 40.5 | 1989-11-01 | SCE | KERN | 6737 OAK CREEK ROAD MOJAVE 93501 | 805-823-2300 | SEAWEST INDUSTRIES, INC. | CONFIDENTIAL | CONFIDENTIAL | CONFIDENTIAL | CONFIDENTIAL | CONFIDENTIAL | CONFIDENTIAL
SEAWEST INDUSTRIES, INC. | DESERT WIND II POWER PURCHASE CONTRACT | W0037 | WIND | WIND | WINDPARK | 75 | 75 | 1990-08-17 | SCE | KERN | 6737 OAK CREEK ROAD MOJAVE 93501 | 805-823-2300 | SEAWEST INDUSTRIES, INC. | CONFIDENTIAL | CONFIDENTIAL | CONFIDENTIAL | CONFIDENTIAL | CONFIDENTIAL | 6201 S ST, SACRAMENTO 95817, PO BOX 15830, 95852-1830
SECTION 7 TRUST (WHITEWATER II) | SECTION 7 TRUST (WHITEWATER II) | W0142 | WIND | WIND | WINDPARK | 28 | 28 | 1985-04-19 | SCE | RIVERSIDE | SAN GORGONIO |  |  | CONFIDENTIAL | CONFIDENTIAL | CONFIDENTIAL |  |  | 6201 S ST, SACRAMENTO 95817, PO BOX 15830, 95852-1830
SHELL WESTERN E & P INC. (SWEPI) | SWEPI BELRIDGE | G0516 | OIL/GAS | OIL/GAS - NATURAL GAS (COGEN) | GAS TURBINE | 48 | 48 | 1986-01-10 | PG&E | KERN | .5 MILES NORTH OF 7TH STANDARD ROAD, 2 MILES WEST OF HWY 33 BAKERSFIELD 93309 | 805-326-5000 | CAL RESOURCES LLC | J.M. BERGSTROM | 805-326-5220 | PO BOX 11164, BAKERSFIELD CA 93389 |  |  | 6201 S ST, SACRAMENTO 95817, PO BOX 15830, 95852-1830
SID | MONTICELLO | H0343 | HYDROELECTRIC | HYDRO |  | 9 | 11.5 | 1983-07-01 | PG&E | NAPA | [6 empty] | BRICE BLEDSOE | 707-448-6847 | 6201 S ST, SACRAMENTO 95817, PO BOX 15830, 95852-1830
SIEMENS VENTURE SACRAMENTO & SACRAMENTO | CAMPBELL SOUP (SPAC) | G0076 | OIL/GAS | OIL/GAS - NATURAL GAS (COGEN) | COMBUSTION TURBINE WITH WASTE HEAT | 155 | 146 | 1998-06-01 | SMUD | SACRAMENTO | 6200 FRANKLIN BLVD SACRAMENTO 95824 |  | SMUD |  |  | 6201 S ST, SACRAMENTO 95817, PO BOX 15830, 95852-1830 |  |  | 6201 S ST, SACRAMENTO 95817, PO BOX 15830, 95852-1830
SIERRA PACIFIC INDUSTRIES | SIERRA PACIFIC INDUSTRIES (LINCOLN) | E0004 | WTE | BIOMASS - WOODWASTE (COGEN) | FUEL CELL | 5 | 11 | 1986-06-30 | PG&E | PLACER | 1445 NORTH HIGHWAY 65 LINCOLN 95648 | 916-645-1631 | SIERRA PACIFIC INDUSTRIES | HUGH ARMSTRONG | 916-645-1631 | 1445 HWY 65, LINCOLN CA 95648 | BOB ELLERY | 530-378-8179 | 6201 S ST, SACRAMENTO 95817, PO BOX 15830, 95852-1830
SIERRA PACIFIC INDUSTRIES | SIERRA PACIFIC INDUSTRIES (SUSANVILLE) | E0082 | WTE | BIOMASS - WOODWASTE (COGEN) |  | 10 | 15 | 1985-10-05 | PG&E | LASSEN | END OF SUNKIST ROAD SUSANVILLE 96130 | 530-257-2158 | SIERRA PACIFIC INDUSTRIES | RANDY MARBLE | 530-257-2158 | PO BOX 820 SUSANVILLE CA 96130 | BOB ELLERY | 530-378-8179 | 6201 S ST, SACRAMENTO 95817, PO BOX 15830, 95852-1830
SIERRA PACIFIC INDUSTRIES | SIERRA PACIFIC INDUSTRIES (LOYALTON) | E0084 | WTE | BIOMASS - WOODWASTE (COGEN) | FIXED GRATE | 10 | 20 | 1989-10-17 | SPPC | SIERRA | END OF RAILROAD AVENUE LOYALTON 96118 | 530-993-4402 | SIERRA PACIFIC INDUSTRIES | JIM TURNER | 530-993-4867 | PO BOX 208 LOYALTON CA 96118 | BOB ELLERY | 530-378-8179 | 6201 S ST, SACRAMENTO 95817, PO BOX 15830, 95852-1830
SIERRA PACIFIC INDUSTRIES | SIERRA PACIFIC INDUSTRIES (BURNEY) | E0078 | WTE | BIOMASS - WOODWASTE (COGEN) | FIXED GRATE | 15 | 20 | 1986-11-04 | PG&E | SHASTA | 39336 HIGHWAY 299 EAST BURNEY 96013 | 530-335-3681 | SIERRA PACIFIC INDUSTRIES | ED FISCHER | 530-335-3681 | PO BOX 2677, BURNEY CA 96013 | BOB ELLERY | 530-378-8179 | 6201 S ST, SACRAMENTO 95817, PO BOX 15830, 95852-1830
SIERRA PACIFIC INDUSTRIES | SIERRA PACIFIC INDUSTRIES (QUINCY) | E0081 | WTE | BIOMASS - WOODWASTE (COGEN) | FIXED & TRAVELING GRATE | 20 | 27.5 | 1986-12-19 | PG&E | PLUMAS | 1538 LEE ROAD QUINCY 95971 | 530-283-2820 | SIERRA PACIFIC INDUSTRIES | MATT TABORSKI | 530-283-2820 | 1538 LEE RD, QUINCY CA 95971 | BOB ELLERY | 530-378-8179 | CONFIDENTIAL
SIMPSON PAPER CO. | SAN GABRIEL MILL | G0562 | OIL/GAS | OIL/GAS - NATURAL GAS (COGEN) | COMBINED CYCLE/TOPPING CYCLE | 36 | 36 | 1985-11-18 | SCE | LOS ANGELES | 100 NORTH ERIE STREET POMONA 91769 | 909-355-1321 | SIMPSON PAPER COMPANY | CONFIDENTIAL | CONFIDENTIAL | CONFIDENTIAL | CONFIDENTIAL | CONFIDENTIAL | CONFIDENTIAL
SITHE/ENERGIES GROUP | NTC/MCRD ENERGY FACILITY ST1 & CC1 | G0386 | OIL/GAS | OIL/GAS - STEAM & NATURAL GAS (COGEN) | COMBINED CYCLE | 23 | 23 | 1989-12-01 | SDG&E | SAN DIEGO | NTC/MCRD BLDG 566, END OF NEVILLE RD SAN DIEGO 92140 | 619-297-3216 | SITHE/ENERGIES GROUP | MIKE FULCHER | 619-239-9900 |  | CONFIDENTIAL | CONFIDENTIAL
SITHE/ENERGIES GROUP | NORTH ISLAND ENERGY FACILITY ST1 & CC1 | G0399 | OIL/GAS | OIL/GAS - STEAM & NATURAL GAS (COGEN) | STEAM TURBINE & COMBINED CYCLE | 38.554 | 38.554 | 1984-07-01 | SDG&E | SAN DIEGO | END OF HWY 282, WEST OF ORANGE AVE, ROGERS ROAD AT QUAY STREET CORONADO 92135 | 619-437-8067 | SITHE/ENERGIES GROUP | MIKE FULCHER | 619-239-9900 |  | CONFIDENTIAL | CONFIDENTIAL
SITHE/ENERGIES GROUP | NAVAL STATION ENERGY FACILITY | G0626 | OIL/GAS | OIL/GAS - NATURAL GAS (COGEN) | COMBINED CYCLE | 49.9 | 49.9 | 1989-07-12 | SDG&E | SAN DIEGO | 213 WARD ROAD SAN DIEGO 92136 | 619-239-1173 | SITHE/ENERGIES GROUP | MIKE FULCHER | 619-239-9900 |  | CONFIDENTIAL | CONFIDENTIAL
SKY RIVER PARTNERSHIP | SKY RIVER PARTNERSHIP (WILDERNESS II) | W0145 | WIND | WIND | WINDPARK | 19.8 | 19.8 | 1991-05-23 | SCE | KERN | 13000 JAMESON RD TEHACHAPI 93561 |  | SKY RIVER PARTNERSHIP | CONFIDENTIAL | CONFIDENTIAL | CONFIDENTIAL | CONFIDENTIAL | CONFIDENTIAL
SKY RIVER PARTNERSHIP | SKY RIVER PARTNERSHIP (WILDERNESS I) | W0144 | WIND | WIND | WINDPARK | 36.725 | 36.775 | 1991-07-22 | SCE | KERN | 13000 JAMESON STREET TEHACHAPI 93561 |  | SKY RIVER PARTNERSHIP | CONFIDENTIAL | CONFIDENTIAL | CONFIDENTIAL | CONFIDENTIAL | CONFIDENTIAL | 6100 NEIL RD, PO BOX 10100, RENO NV 89520-0400
SMITH WIND ENERGY CORP. | SKY RIVER PARTNERSHIP (WILDERNESS III) | W0146 | WIND | WIND | WINDPARK | 20.925 | 20.925 | 1991-02-14 | SCE | KERN | 13000 JAMESON RD TEHACHAPI 93561 |  | SMITH WIND ENERGY CORP. | CONFIDENTIAL | CONFIDENTIAL | CONFIDENTIAL | CONFIDENTIAL | CONFIDENTIAL
SMUD | JONES FORK | H0255 | HYDROELECTRIC | HYDRO |  | 10 | 11.5 | 1985-04-01 | SMUD | EL DORADO |  |  | SMUD | MERVYN YOUNG | 916-644-2013 | 6201 S ST, SACRAMENTO 95817, PO BOX 15830, 95852-1830 | VACANT | 916-452-3211 | PO BOX 58324, LOS ANGELES CA 90058
SMUD | ROBBS PEAK | H0414 | HYDROELECTRIC | HYDRO |  | 22 | 25 | 1965-10-01 | SMUD | EL DORADO |  |  | SMUD | MERVYN YOUNG | 916-644-2013 | 6201 S ST, SACRAMENTO 95817, PO BOX 15830, 95852-1830 | VACANT | 916-452-3211 | PO BOX 58324, LOS ANGELES CA 90058
SMUD | UNION VALLEY | H0532 | HYDROELECTRIC | HYDRO |  | 47 | 47 | 1963-10-01 | SMUD | EL DORADO |  |  | SMUD |  |  |  | VACANT | 916-452-3211 | CONFIDENTIAL
SMUD | MCCLELLAN | G0335 | OIL/GAS | OIL/GAS - NATURAL GAS | COMBUSTION TURBINE | 49.6 | 49.9 | 1986-01-01 | SMUD | SACRAMENTO | MCCLELLAN AFB SACRAMENTO |  | SMUD | DON LINDNER | 916-648-1220 | 6201 S ST, SACRAMENTO 95817, PO BOX 15830, 95852-1830 | LARRY HUDDLE | 916-452-3211 | CONFIDENTIAL
SMUD | SMUDGEO #1 | T0046 | GEOTHERMAL | GEOTHERMAL - DRY STEAM |  | 70 | 72 | 1983-12-01 | SMUD | LAKE | MIDDLETOWN |  | SMUD | GALE HIGGINS | 707-987-3163 | 6201 S ST, SACRAMENTO 95817, PO BOX 15830, 95852-1830 | LARRY HUDDLE | 916-452-3211
SMUD | LOON LAKE | H0289 | HYDROELECTRIC | HYDRO |  | 78 | 82 | 1971-09-01 | SMUD | EL DORADO |  |  | SMUD | MERVYN YOUNG | 916-644-2013 | 6201 S ST, SACRAMENTO CA 95817-2899 | VACANT | 916-452-3211
SMUD | CAMINO #1-#2 | H0081 | HYDROELECTRIC | HYDRO |  | 150 | 154 | 1963-10-01 | SMUD | EL DORADO | 7.5 MILES NORTH OF POLLOCK PINES |  | SMUD | MERVYN YOUNG | 916-644-2013 | 6201 S ST, SACRAMENTO 95817, PO BOX 15830, 95852-1830 | LARRY HUDDLE | 916-732-5843
SMUD | JAYBIRD #1-#2 | H0253 | HYDROELECTRIC | HYDRO |  | 152 | 154 | 1961-04-01 | SMUD | EL DORADO |  |  | SMUD | MERVYN YOUNG | 916-644-2013 | 6201 S ST, SACRAMENTO 95817, PO BOX 15830, 95852-1830 | VACANT | 916-452-3211
SMUD | WHITE ROCK #1-#2 | H0565 | HYDROELECTRIC | HYDRO |  | 224 | 230 | 1968-06-01 | SMUD | EL DORADO |  |  | SMUD | MERVYN YOUNG | 916-644-2013 | 6201 S ST, SACRAMENTO 95817, PO BOX 15830, 95852-1830 | VACANT | 916-452-3211
SO CALIF SUNBELT | SO. CALIFORNIA SUNBELT (MOJAVE) | W0148 | WIND | WIND | WINDPARK | 0.2 | 16.6 |  | SCE | KERN | ADDRESS CONFIDENTIAL TEHACHAPI 93501 |  | SO. CALIF. SUNBELT DEV. 1 | DAN BAER | 714-558-2690 | 4501 EAST LA PALMA AVE, #200, ANAHEIM CA 92807 | CONFIDENTIAL | CONFIDENTIAL | 333 EAST CANAL DR, PO BOX 949, TURLOCK CA 95380
SO.CALIF.SUNBELT DEV | SO. CALIFORNIA SUNBELT (EDOM HILL) | W0147 | WIND | WIND | WINDPARK | 10.465 | 20 | 1985-03-15 | SCE | RIVERSIDE | 79 VARNER/EDOM HILL, DESERT HOT SPRINGS CA 92240 SAN GORGONIO 92240 |  | SO. CALIFORNIA SUNBELT DEV. | DAN BAER | 714-558-2690 | 4501 EAST LA PALMA AVE, #200, ANAHEIM CA 92807 | CONFIDENTIAL | CONFIDENTIAL | 333 EAST CANAL DR, PO BOX 949, TURLOCK CA 95380
SOUTHEAST RR AUTHORITY | CITY OF LONG BEACH (SERRF) | E0112 | WTE | MSW | MUNICIPAL SOLID WASTE | 34.6 | 34.6 | 1988-07-04 | SCE | LOS ANGELES | 120 HENRY FORD AVENUE LONG BEACH 90802 | 310-570-1196 | CITY OF LONG BEACH | CONFIDENTIAL | CONFIDENTIAL | CONFIDENTIAL | JAMES KENNELLY | 310-570-1196 | TID: 333 EAST CANAL DRIVE, PO BOX 949, TURLOCK 95380
SOUTHERN ENERGY DELTA LLC | CONTRA COSTA #6-#7 (#1-#5 RETIRED) | G0147 | OIL/GAS | OIL/GAS - NATURAL GAS | STEAM TURBINE | 680 | 718 | 1951-06-01 | PG&E | CONTRA COSTA | 3201 WILBUR AVENUE ANTIOCH 94509 | 510-427-3834 | SOUTHERN ENERGY DELTA LLC | MARK GOUVEIA | 925-427-3510 |  | MARK GOUVEIA | 925-427-3510 | PO BOX 1158, PINECREST 95364
SOUTHERN ENERGY DELTA LLC | PITTSBURG #1-#7 (#1-#4 NON-OPERATIONAL) | G0450 | OIL/GAS | OIL/GAS - NATURAL GAS | STEAM TURBINE | 2022 | 2029.1 | 1954-07-01 | PG&E | CONTRA COSTA | 696 W 10TH STREET PITTSBURG 94565 | 510-427-3500 | SOUTHERN ENERGY DELTA LLC | MARK GOUVEIA | 925-427-3510 |  | MARK GOUVEIA | 925-427-3510 | CONFIDENTIAL
SOUTHERN ENERGY POTRERO LLC | POTRERO #3-#6 | G0462 | OIL/GAS | OIL/GAS - NATURAL, DISTILLATE | COMBUSTION TURBINE, STEAM TURBINE | 354 | 419.2 | 1965-12-01 | PG&E | SAN FRANCISCO | 1201 ILLINOIS STREET SAN FRANCISCO 94107 | 415-695-2202 | SOUTHERN ENERGY POTRERO LLC | MARK GOUVEIA | 925-427-3510 |  | MARK GOUVEIA | 925-427-3510
SPPC | KINGS BEACH #1-#6 | G0294 | OIL/GAS | OIL/GAS - DIESEL | INTERNAL COMBUSTION | 15.6 | 16.5 | 1969-01-01 | SPPC | PLACER | OFF STATE RT 431, 36 MI SW OF RENO KINGS BEACH |  | SPPC |  | 775-834-4011 | 6100 NEIL RD, PO BOX 10100, RENO NV 89520-0400 | JIM NEILL | 775-834-8112
STEWART & STEVENSON OPERATIONS | UC BERKELEY MAIN STEAM PLANT | G0405 | OIL/GAS | OIL/GAS - NATURAL GAS (COGEN) |  | 26.35 | 26.35 | 1987-05-19 | PG&E | ALAMEDA | CROSS CAMPUS ROAD BERKELEY 94720 | 510-486-0313 | UC BERKELEY | JOSEPH CUSUMANO | 510-486-0313 | PO BOX 776, BERKELEY CA 94701
SUNLAW ENERGY CORP/COGEN PARTNERSHIP | U.S. GROWERS COGENERATION PLANT | G0754 | OIL/GAS | OIL/GAS - NATURAL GAS (COGEN) | COMBUSTION TURBINE/TOPPING CYCLE | 28 | 28.5 | 1986-01-01 | SCE | LOS ANGELES | 3470 EAST VERNON AVENUE VERNON 90058 | 213-581-8083 | SUNLAW ENERGY CORP/COGEN PARTNERSHIP | DIRK DAY | 323-233-7428 | PO BOX 58324, LOS ANGELES CA 90058 | ROBERT DANZIGER | 323-323-2224 | 4464 ALVARADO CANYON RD, SAN DIEGO 92120
SUNLAW ENERGY CORP/COGEN PARTNERSHIP | FEDERAL COGENERATION PLANT | G0588 | OIL/GAS | OIL/GAS - NATURAL GAS (COGEN) | COMBUSTION TURBINE/TOPPING CYCLE | 56 | 56 | 1984-05-01 | SCE | LOS ANGELES | 4151 EAST FRUITLAND AVENUE VERNON 90058 | 213-585-3874 | SUNLAW ENERGY CORP/COGEN PARTNERSHIP | DIRK DAY | 323-233-7428 | PO BOX 58324, LOS ANGELES CA 90058 | ROBERT DANZIGER | 323-323-2224
SYCAMORE COGENERATION CO | SYCAMORE COGENERATION | G0590 | OIL/GAS | OIL/GAS - NATURAL GAS (COGEN) | COMBUSTION TURBINE/TOPPING CYCLE | 300 | 300 | 1988-01-25 | SCE | KERN | 100 S.W. CHINA GRADE LOOP BAKERSFIELD 93308 | 805-392-2630 | SYCAMORE COGENERATION CO | CONFIDENTIAL | CONFIDENTIAL | CONFIDENTIAL | CONFIDENTIAL | CONFIDENTIAL
TEHACHAPI PWR PUR CONTR TRUST | TEHACHAPI POWER PURCHASE CONTRACT TRUST | W0152 | WIND | WIND | WINDPARK | 56 | 56 | 1986-12-15 | SCE | KERN | TEHACHAPI (MOJAVE) 93561 |  | TEHACHAPI PWR PUR CONTR TRUST | CONFIDENTIAL | CONFIDENTIAL | CONFIDENTIAL | CONFIDENTIAL | CONFIDENTIAL | MID-PACIFIC REGL, 2800 COTTAGE WY, SACRAMENTO CA 95825
TEXACO (LOST HILLS) | TEXACO (LOST HILLS) | G0599 | OIL/GAS | OIL/GAS - NATURAL GAS (COGEN) |  | 10.97 | 10.97 | 1995-10-08 | PG&E | KERN | 13438 HOLLOWAY ROAD LOST HILLS 93249 | [7 empty] | MID-PACIFIC REGL, 2800 COTTAGE WY, SACRAMENTO CA 95825
TEXACO (MCKITTRICK) | TEXACO (MCKITTRICK) | G0600 | OIL/GAS | OIL/GAS - NATURAL GAS (COGEN) |  | 10.97 | 10.97 | 1994-10-01 | PG&E | KERN | WEST REWARD ROAD MCKITTRICK 93251 | [7 empty] | MID-PACIFIC REGL, 2800 COTTAGE WY, SACRAMENTO CA 95825
TEXACO (NORTH MIDWAY) | TEXACO (NORTH MIDWAY) | G0601 | OIL/GAS | OIL/GAS - NATURAL GAS (COGEN) |  | 10.97 | 10.97 | 1986-06-27 | PG&E | KERN | 2505 WEST RESERVE ROAD MCKITTRICK 93251 | [7 empty] | LOWER COLORADO REGION, P.O. BOX 61470 BOULDER CITY, NV 89006-1470
TEXACO (WILMINGTON) | TEXACO (WILMINGTON) | G0776 | OIL/GAS | OIL/GAS - NATURAL GAS |  | 60 | 60 |  | LADWP | LOS ANGELES | 2101 EAST PACIFIC COAST HWY WILMINGTON 90748 | 310-522-6371 | [6 empty] | MID-PACIFIC REGL, 2800 COTTAGE WY, SACRAMENTO CA 95825
THERMO ECOTEK | WOODLAND BIOMASS | E0105 | WTE | BIOMASS - AG. & WOODWASTE |  | 25 | 28.5 | 1989-08-31 | PG&E | YOLO | 1786 E. KENTUCKY AVENUE WOODLAND 95776 | 916-661-6095 | WOODLAND BIOMASS POWER, THERMOELECTRON | JOHN METCALF OR RANDY BATES | 916-661-6095 |  |  |  | MID-PACIFIC REGL, 2800 COTTAGE WY, SACRAMENTO CA 95825
THERMO ECOTEK | MENDOTA BIOMASS POWER | E0052 | WTE | BIOMASS - AG. & WOODWASTE (COGEN) | FLUIDIZED BOILER | 25 | 28.5 | 1989-06-29 | PG&E | FRESNO | 400 GUILLEN PARKWAY MENDOTA 93640 | 209-655-4921 | MENDOTA BIOMASS POWER | GLEN SIZEMORE OR BOB NOTOHEIS | 209-655-4921 | 400, GUILLEN PKWY, PO BOX 99, MENDOTA CA 93640 |  |  | MID-PACIFIC REGL, 2800 COTTAGE WY, SACRAMENTO CA 95825
THERMO ECOTEK | DELANO ENERGY I-II | E0029 | WTE | BIOMASS - AG. & WOODWASTE | AGRICULTURAL EASTE | 53.35 | 56.4 | 1990-06-29 | SCE | KERN | 31500 POND ROAD DELANO 93215 | 805-792-3062 | DELANO POWER CO | DALE HALE OR TONY COLLINS | 805-792-3067 | 31500 POND RD, PO 1461, DELANO CA 93215 | TONY COLLINS OR JIMMY HAKIMIAM | 805-792-3067 | MID-PACIFIC REGL, 2800 COTTAGE WY, SACRAMENTO CA95825
THERMO ECOTEK | SAN BERNARDINO #1-#2 | G0523 | OIL/GAS | OIL/GAS - NATURAL GAS | STREAM TURBINE | 126 | 130.56 | 1957-01-01 | SCE | SAN BERNARDINO | 25770 SAN BERNARDINO AVENUE SAN BERNARDINO 92408 |  | SCE | D.L FRYER |  | PO BOX 800, ROSEMEAD 91770 |  |  | MID-PACIFIC REGL, 2800 COTTAGE WY, SACRAMENTO CA 95825
THERMO ECOTEK | HIGHGROVE #1-#4 | G0259 | OIL/GAS | OIL/GAS - NATURAL GAS | STEAM TURBINE | 154 | 169 | 1952-08-01 | SCE | SAN BERNARDINO | 12700 TAYLOR STREET COLTON 92324 | 818-302-1212 | SCE | D.L. FRYER |  | PO BOX 800, ROSEMEAD 91770 |  |  | MID-PACIFIC REGL, 2800 COTTAGE WY, SACRAMENTO CA 95825
TID | ALMOND POWER PLANT | G0016 | OIL/GAS | OIL/GAS - NATURAL GAS | COMBINED CYCLE | 49 | 49.9 |  | TID | STANISLAUS | 4500 CROWS LANDING ROAD CERES |  | TID | RON BUTCHER | 209-883-8431 | 333 E CANAL DR, BOX 949, TURLOCK CA 95381 | P. ELIAS | 209-883-8300 | CONFIDENTIAL
TID | WALNUT #1-#2 | G0662 | OIL/GAS | OIL/GAS - NATURAL GAS | COMBUSTION TURBINE | 47 | 50 | 1986-05-01 | TID | STANISLAUS | 325 WASHINGTON AVE TURLOCK 95380 |  | TID | RON BUTCHER | 209-883-8431 | 333 E CANAL DR, BOX 949, TURLOCK CA 95381 | P. ELIAS | 209-883-8300
TID(68.46%), MID(31.54%) | DON PEDRO #1-#4 | H0144 | HYDROELECTRIC | HYDRO |  | 165 | 180 | 1971-01-01 | PG&E | TUOLUMNE | 21 BONDS FLAT RD LA GRANGE 95329 | 209-852-2339 | MID | GREGORY SALYER | 209-526-7616 | 920 WOODLAND AVE. MODESTO, CA 95351 | TID: P. ELIAS | 209-883-8300
TORRANCE REFINERY | TORRANCE REFINERY | G0363 | OIL/GAS | OIL/GAS - NATURAL GAS (COGEN) | CT/INDUSTRIAL TOPPING CYCLE | 41.9 | 42 | 1983-05-01 | SCE | LOS ANGELES | 3700 WEST 190TH STREET TORRANCE 90509 |  | MOBIL OIL COMPANY | CONFIDENTIAL | CONFIDENTIAL | CONFIDENTIAL |  |  | 620 NEWPORT CENTER DR, STE 820, NEWPORT BEACH CA
TRI-DAM POWER AUTHORITY | SAND BAR | H0519 | HYDROELECTRIC | HYDRO |  | 16.2 | 16.2 | 1986-05-19 | PG&E | TUOLUMNE | SONORA | 209-965-3996 | O&SSJID |  |  |  | DONALD THOMPSON | 209-956-3996 | CONFIDENTIAL
U.S. BORAX AND CHEMICAL CO | U.S. BORAX AND CHEMICAL | G0625 | OIL/GAS | OIL/GAS - NATURAL GAS (COGEN) | COMBUSTION TURBINE/TOPPING CYCLE | 45 | 45 | 1984-06-01 | SCE | KERN | 14486 BORAX ROAD BORON 93516 | 619-762-7000 | U.S. BORAX AND CHEMICAL CO | CONFIDENTIAL | CONFIDENTIAL | CONFIDENTIAL | CONFIDENTIAL | CONFIDENTIAL
UCLA REGENTS | UCLA SOUTH CAMPUS CENTRAL CHILLER COGEN | G0763 | OIL/GAS | OIL/GAS - NATURAL GAS (COGEN) |  | 30.4 | 30.4 | 1990-04-01 | SCE | LOS ANGELES | 405 HILGUARD AVENUE LOS ANGELES 90024 | 310-825-4321 | PARSONS MAIN, INCORPORATED
UCLA REGENTS | UCLA COGENERATION PLANT | G0764 | OIL/GAS | OIL/GAS - NATURAL GAS (COGEN) |  | 43 | 43 | 1994-01-06 | SCE | LOS ANGELES | 721 CIRCLE DRIVE SOUTH LOS ANGELES 90024 | 310-825-3402 | PARSONS MUNICIPAL SERVICES | [5 empty] | CONFIDENTIAL
ULTRAPOWER RINCON | ULTRAPOWER (BLUE LAKE) | E0097 | WTE | BIOMASS - WOODWASTE | GRATE BOILER | 11.4 | 11.4 | 1985-07-03 | PG&E | HUMBOLDT | 200 TAYLOR WAY BLUE LAKE 95525 | 707-668-5631 | ULTRA CONSTELLATION OPERATING SERVICES | PATRICIA MURPHY OR RANDY SCOTT | 707-668-5631 | PO BOX 1158, BLUE LAKE CA 95525 |  |  | 20811 INDUSTRY ROAD, ANDERSON CA 96007
UNITED COGEN | UNITED COGEN | G0636 | OIL/GAS | OIL/GAS - NATURAL GAS (COGEN) |  | 30 | 30 | 1986-09-12 | PG&E | SAN FRANCISCO | SAN FRANCISCO INT'L AIRPORT, HWY 101, AIRPORT EXIT SAN FRANCISCO 94128 | 415-876-5572 | UNITED AIRLINES |  | 415-876-5706 |  |  |  | CONFIDENTIAL
UNIVERSITY COGENERATION | BERRY PETROLEUM COGEN | G0638 | OIL/GAS | OIL/GAS - NATURAL GAS (COGEN) |  | 38 | 38 | 1986-12-08 | PG&E | KERN | 28601 HOVEY HILL ROAD (NEAR CADET ROAD, OFF HWY 33) TAFT 93268 | 805-769-8833 | UNIVERSITY COGEN |  | 805-769-8839 | PO BOX YY, HWY 33, TAFT CA 93268 | JOHN ZANOT | 619-283-3188 | CONFIDENTIAL
UNOCAL CORPORATION | UNOCAL CHEMICAL DIVISION | G0630 | OIL/GAS | OIL/GAS - NATURAL GAS (COGEN) |  | 27.38 | 27.38 | 1983-12-01 | PG&E | CONTRA COSTA | 2101 FRANKLIN CANYON ROAD RODEO 94572 | 510-799-4463 | UNION OIL COMPANY |  | 415-799-4463 |  |  |  | CONFIDENTIAL
UNOCAL CORPORATION | LOS ANGELES REFINERY | G0759 | OIL/GAS | OIL/GAS - NATURAL GAS (COGEN) |  | 42.1 | 42.1 | 1987-01-01 | SCE | LOS ANGELES | 1660 WEST ANAHEIM STREET WILMINGTON 90748 | [7 empty] | CONFIDENTIAL
USBR | NIMBUS DAM #1-#2 | H0360 | HYDROELECTRIC | HYDRO |  | 16.666 | 13.5 | 1955-02-01 | PG&E | SACRAMENTO | FOLSOM |  | USBR | LOWELL PLOSS | 916-979-2180 | MID-PACIFIC REGL, 3310 EL CAMINO AVE, SUITE 300 SACRAMENTO CA 95821 | KIRK C. RODGERS | 916-978-5000 | 1402 D ST, MARYSVILLE, CA 95901
USBR | O'NEILL #1-#6 | H0363 | HYDROELECTRIC | HYDRO - PUMPED STORAGE |  | 14.4 | 25.2 | 1967-09-01 | PG&E | MERCED | LOS BANOS |  | USBR | LOWELL PLOSS | 916-979-2180 | MID-PACIFIC REGL, 3310 EL CAMINO AVE, SUITE 300 SACRAMENTO CA 95821 | KIRK C. RODGERS | 916-978-5000 | 1402 D ST, MARYSVILLE, CA 95901
USBR | KESWICK #1-#3 | H0270 | HYDROELECTRIC | HYDRO |  | 117 | 117 | 1949-01-01 | PG&E | SHASTA | REDDING |  | USBR | LOWELL PLOSS | 916-979-2180 | MID-PACIFIC REGL, 3310 EL CAMINO AVE, SUITE 300 SACRAMENTO CA 95821 | KIRK C. RODGERS | 916-978-5000
USBR | PARKER (USBR) #1-#4 | H0381 | HYDROELECTRIC | HYDRO |  | 120 | 120 | 1942-12-01 | PG&E | SAN BERNARDINO | PARKER DAM |  | USBR | CARLTON D. SMITH | 760-663-3712 | PARKER DAM FIELD DIVISION, PO BOX 878 PARKER DAM, CA 92267 | BOB JOHNSON | 702-293-8411
USBR | TRINITY #1-#2 | H0520 | HYDROELECTRIC | HYDRO |  | 140 | 140 | 1964-12-01 | PG&E | TRINITY | REDDING |  | USBR | LOWELL PLOSS | 916-979-2180 | MID-PACIFIC REGL, 3310 EL CAMINO AVE, SUITE 300 SACRAMENTO CA 95821 | KIRK C. RODGERS | 916-978-5000
USBR | JUDGE FRANCIS CARR #1-#2 | H0257 | HYDROELECTRIC | HYDRO |  | 184 | 154.4 | 1963-02-01 | PG&E | SHASTA | FRENCH GULCH |  | USBR | LOWELL PLOSS | 916-979-2180 | MID-PACIFIC REGL, 3310 EL CAMINO AVE, SUITE 300 SACRAMENTO CA 95821 | KIRK C. RODGERS | 916-978-5000
USBR | SPRING CREEK #1-#2 | H0493 | HYDROELECTRIC | HYDRO |  | 200 | 180 | 1964-01-01 | REDDING | SHASTA | REDDING |  | USBR | LOWELL PLOSS | 916-979-2180 | MID-PACIFIC REGL, 3310 EL CAMINO AVE, SUITE 300 SACRAMENTO CA 95821 | KIRK C. RODGERS | 916-978-5000
USBR | FOLSOM DAM #1-#3 | H0186 | HYDROELECTRIC | HYDRO |  | 215.07 | 198.72 | 1955-02-01 | PG&E | SACRAMENTO | FOLSOM |  | USBR | LOWELL PLOSS | 916-979-2180 | MID-PACIFIC REGL, 3310 EL CAMINO AVE, SUITE 300 SACRAMENTO CA 95821 | KIRK C. RODGERS | 916-978-5000
USBR | NEW MELONES #1-#2 | H0353 | HYDROELECTRIC | HYDRO |  | 383.34 | 300 | 1979-04-01 | PG&E | TUOLUMNE | JAMESTOWN |  | USBR | LOWELL PLOSS | 916-979-2180 | MID-PACIFIC REGL, 3310 EL CAMINO AVE, SUITE 300 SACRAMENTO CA 95821 | KIRK C. RODGERS | 916-978-5000
USBR | SHASTA S1-S2, #1-#5 | H0475 | HYDROELECTRIC | HYDRO |  | 591.47 | 539 | 1944-06-01 | PG&E | SHASTA | REDDING |  | USBR | LOWELL PLOSS | 916-979-2180 | MID-PACIFIC REGL, 3310 EL CAMINO AVE, SUITE 300 SACRAMENTO CA 95821 | KIRK C. RODGERS | 916-978-5000
VMSO IV CORPORATION | VMSO IV CORPORATION - CABAZON WIND PARK | W0179 | WIND | WIND | WINDPARK | 40 | 40 | 1984-12-03 | SCE | RIVERSIDE | 79 VERBENA, CABAZON CA 92230 SAN GORGONIO 92230 |  | VMSO IV CORPORATION | CONFIDENTIAL | CONFIDENTIAL | CONFIDENTIAL | CONFIDENTIAL | CONFIDENTIAL
WADHAM ENERGY LIMITED PARTNERSHIP | FLOYD MEYERS MARSH | E0102 | WTE | BIOMASS - AG. WASTE |  | 26.5 | 30 | 1989-03-24 | PG&E | COLUSA | 6247 MEYERS ROAD WILLIAMS 95987 | 925-473-2831 | UAE ENERGY OPERATIONS CORP. | KIM STUCKI | 530-473-2831 Ext. 202 |  | ALEX SUGOKA | 925-244-1100
WESTERN ELECTRIC POWER CORP | SOLEDAD ENERGY | E0089 | WTE | BIOMASS - WOODWASTE |  | 12 | 12 | 1989-12-22 | PG&E | MONTEREY | 959 LOS COCHES DRIVE SOLEDAD 93960 | 408-678-8562 | SOLEDAD ENERGY PARTNERSHIP | HARRY HUNZIE | 408-678-2600 | 959 LOS COCHES DRIVE, SOLEDAD CA 93690
WESTERN POWER GROUP, INC | IMPERIAL RESOURCE RECOVERY | E0042 | WTE | BIOMASS - AG. & ANIMAL WASTE |  | 15 | 18.1 | 1990-01-01 | SCE | IMPERIAL | 3505 HIGHWAY 111 IMPERIAL VALLEY 92251 | 619-344-7200 | HYDRA-CO ENTERPRISES, INC | CONFIDENTIAL | CONFIDENTIAL | CONFIDENTIAL | JEFF SPRECHER OR GARY PALO | 714-760-9110
WESTWIND ASSOCIATION | WESTWIND TRUST | W0187 | WIND | WIND | WINDPARK | 16.207 | 22.5 | 1985-12-31 | SCE | RIVERSIDE | CAMERON CANYON RD SAN GORGONIO |  | WESTWIND ASSOCIATION | CONFIDENTIAL | CONFIDENTIAL | CONFIDENTIAL | CONFIDENTIAL | CONFIDENTIAL
WHEELABRATOR | GEORGIA PACIFIC (MARTELL) | E0164 | WTE | BIOMASS - WOODWASTE |  | 9 | 18 | 1986-01-01 | PG&E | AMADOR | HWY 49 MARTELL 95664 | 209-223-4581 | GEORGIA PACIFIC CORP
WHEELABRATOR | WHEELABRATOR LASSEN | G0563 | OIL/GAS | OIL/GAS - NATURAL GAS (COGEN) |  | 42 | 42 | 1983-04-28 | PG&E | SHASTA | 21091 HAWES ROAD (& DESCHUTES ROAD) ANDERSON 96007 | 916-365-2711 | SIMPSON PAPER COMPANY |  | 916-365-2711 |  | JERRY DUFFY
WHEELABRATOR NORKWALK EGY CO | WHEELABRATOR NORWALK ENERGY COMPANY | G0673 | OIL/GAS | OIL/GAS - NATURAL GAS (COGEN) | COMBINED CYCLE/TOPPING CYCLE | 29 | 29 | 1987-09-10 | SCE | LOS ANGELES | 11500 S. NORWALK BLVD NORWALK 90650 | 310-929-0887 | WHEELABRATOR NORKWALK EGY CO | CONFIDENTIAL | CONFIDENTIAL | CONFIDENTIAL | CONFIDENTIAL | CONFIDENTIAL
WHEELABRATOR SHASTA ENERGY COMPANY, INC. | WHEELABRATOR SHASTA ENERGY | E0086 | WTE | BIOMASS - WOODWASTE (COGEN) |  | 54.9 | 54.9 | 1987-10-30 | PG&E | SHASTA | 20811 INDUSTRY ROAD ANDERSON 96007 | 916-365-9172 | WHEELABRATOR SHASTA ENERGY COMPANY INC. | BILL CARLSON | 916-365-9172 | 20811 INDUSTRY ROAD, ANDERSON CA 96007 | BILL CARLSON | 916-365-9172
WILLIAMETTE INDUSTRIES INC | WILLIAMETTE INDUSTRIES | G0677 | OIL/GAS | OIL/GAS - NATURAL GAS (COGEN) | COMBUSTION TURBINE/TOPPING CYCLE | 25 | 25 | 1986-03-14 | SCE | VENTURA | 5936 PERKINS RD. OXNARD 93030 | 805-986-3881 | WILLIAMETTE INDUSTRIES INC | CONFIDENTIAL | CONFIDENTIAL | CONFIDENTIAL | CONFIDENTIAL | CONFIDENTIAL
WIND POWER PARTNERS 1991, L.P. | THE BANK OF NEW YORK TRUST 2 | W0154 | WIND | WIND | WINDPARK | 9.35 | 10 | 1990-03-02 | SCE | RIVERSIDE | SAN GORGONIO 93561 |  | WIND POWER PARTNERS 1991, L.P. | CONFIDENTIAL | CONFIDENTIAL | CONFIDENTIAL | CONFIDENTIAL | CONFIDENTIAL
WINDUSTRIES INC. | VENTURE PACIFIC | W0199 | WIND | WIND | WINDPARK | 9.8 | 10 | 1985-11-24 | SCE | RIVERSIDE | 62925 GARNET N. PALM SPRINGS 92258 |  | WINDUSTRIES, INC. | CONFIDENTIAL | CONFIDENTIAL | CONFIDENTIAL | CONFIDENTIAL | CONFIDENTIAL
WINTEC, LTD. | THE BANK OF NEW YORK TRUST 1 | W0153 | WIND | WIND | WINDPARK | 16.237 | 16.2 | 1986-12-22 | SCE | RIVERSIDE | 18510 KAREN RD DESERT HOT SPRINGS 92240 |  | WINTEC, LTD. ADDITION D | CONFIDENTIAL | CONFIDENTIAL | CONFIDENTIAL | CONFIDENTIAL | CONFIDENTIAL
YCWA | NEW NARROWS | H0354 | HYDROELECTRIC | HYDRO |  | 49 | 46.75 | 1970-12-01 | PG&E | YUBA |  |  | YCWA | DONN WILSON | 916-741-6278 | 1402 D ST, MARYSVILLE 95901 | DONN WILSON | 530-741-6278
YCWA | COLGATE #1-#2 | H0352 | HYDROELECTRIC | HYDRO |  | 312 | 315 | 1969-10-01 | PG&E | YUBA |  |  | YCWA | DONN WILSON | 916-741-6278 | 1402 D ST, MARYSVILLE 95901 | DONN WILSON | 530-741-6278
YUBA CITY COGEN | YUBA CITY COGEN | G0686 | OIL/GAS | OIL/GAS - NATURAL GAS (COGEN) |  | 49 | 49 | 1990-12-27 | PG&E | SUTTER | 873 NORTH WALTON AVE. YUBA CITY 95992 | 916-755-3280
Total | [6 empty] | 52907.035