## Front
Price of Reserves = Value of Reserves
Market Parameters |  | Regulatory Parameters |  | Market Results
7% | Reserves when Value = 0 | 7% | "Required" Reserves | 4511.6911 | Max Price ($/MWh)
10000 | Value when Reserves = 0 | 10000 | Price when Res. = 0 | 34.9492 | Duration of Spike (hours)
0 | Shape of Value Curve (0--100) | 99999 | Reserve-Price Cap | 2368.8253 | Cost of Unreliability ($/h)
50000 | Max Load (MW) | 0% | Inefficiency | 11525.4487 | Fixed Cost of Reliability ($/h)
50 | Load Spike Height (0--100) | 100% | Reliability (100% = optimal) | 13894.2739 | C of U + FC of R
Push Buttons for Examples:
Or, enter your own value over the green. |  |  |  |  | Scratch Pad
Steven Stoft (c) 2000
Available from www.stoft.com
Note on C26: This is the amount of reserves that is needed for reliability purposes. More reserves won't help, fewer will hurt.
Note on C27: This is the value of 1 MWh or reserves when the reserve level reach 0. This may be higher than the value of a MWh of lost load because at this reserve level, system stability may be jeoparized.
Note on C28: Zero indicates the marginal value of reserves increases linearly as reserves decrease. Higher values indicate the marginal value of reserves increase more slowly at first and more rapidly a reserves decrease towards zero.
Note on C29: Maximum annual load.
Note on C30: Zero means linear. For any greater value, the L-D becomes vertical at zero duration. Greater values increase the height of the load spike relative to the peak load
Note on F24: Economic theory says that if the ISO pays the marginal value of reserves this will induce the efficient level of generation entry. You can check that it does by changing any of the the 3 policy variables and watching to see if the total cost of unriliability goes up or down. The policy is efficient except for the fact that the demand side of the market is not playing its role. In this model and in most present markets, demand is not give any price signal and so does not respond. See example E, for consideration of demand elasticity.
Note on F26: If reserves fall below this level the system operator begins to purchase reserves. How much the operator will pay is often not specified, but depends instead on the operator's desperation. Typically an operators that is only 10 MW short will not pay $10,000/MWh. This model can be used to test most plausible payment functions.
Note on F27: The shorter the system is, the more the operator is willing to pay. The value indicates the willingness to pay when the system is completely out of reserves.
Note on F28: A typical regulatory approach to reserve purchases might call for paying anything up to X if reserves fall below the "required" reserve level. X is the cap on reserve-price. Because the cap will override the price at zero, it may be used in conjuction with an extremely high price at zero to simulate the above approach.
Note on F29: The minimum possible cost of unreliability divided by the actual cost. The cost of unreliability includes both the damage caused by load curtailment and the cost of providing excess capacity to prevent this.
Note on F30: Some unreliability is not worth the cost of preventing. If the the cost of unserved load is half the optimal cost, "Reliability" = 200%.
Note on H26: The highest price paid due to low reserves during the price spike.
Note on H27: The number of hours during which reserves fall below "required" reserves. These are the hours during which all peaker recover their fixed costs.
Note on H28: The cost of unserved load. The "Value of Reserves" is exactly the average cost of unserved load caused by having a MW less of reserves. This allows the calculation of this cost.
Note on H29: The total hourly fixed costs of peakers that are in excess of the capacity required to serve the peak load.
Note on H30: The sum of the cost of unserved load and the cost of the extra peakers that prevent the cost of unserved load from being higher.
GWs
Duration
Available Capacity
Load + "Required" Reserves
Load
Duration
Reserves
$/MWh
$/MWh
Reserves Price
Reserves Value
The Market
Reliability Policy
Resulting Price Spike
Price Spike
Reserves (no scale)
Res when Value = 0
R=V
Cap
Cap+
E
Help
Print
End
Normal
Full

## G.data
0.3673
[10 empty] | 9826.7023 | 4511.6911 | 3609.3529 | [6 empty] | helpText
Duration | Load | Load +R0g | K | Reserves as % of L0 | Reserves | R/R0 | Value | Price | Duration | Reserves | Price | scaled reserves | Dur | R0 | Variables for Market Outcomes |  |  |  | Push the example buttons and then point to the Center of the Example's title for an explanation. ........................... Or, enter values into cells with green numbers. ............... For explanations of variables point below and to the left of the little red comment triangles. ................ For newest version of the model and the book that it accompanies see www.Stoft.com
0.1 | 50 | 53.5 |  | 0% | 0 | 0 | 10000 | 10000 | 0% | 1920.9081 | 4511.6911 | 705.5506 | 0 | 1285.5518
0 | 50 | 53.5 | 51.9209 | 0.1% | 50 | 0.014286 | 9857.1429 | 9857.1429 | 0.1% | 2711.4785 | 2252.9185 | 995.9275 | 0.1 | 1285.5518 | 32321.8305 | CapacityOfBaseLoad
0.02 | 46.4644 | 49.9644 | 51.9209 | 0.2% | 100 | 0.028571 | 9714.2857 | 9714.2857 | 0.2% | 3038.9441 | 1317.3026 | 1116.2058 |  |  | 51920.9081 | AvailableCapacity |  |  | Indefinite Integral of Load-Duration Curve, L(D) = L0 - D*Ldif - alph * D^.5
0.04 | 45 | 48.5 | 51.9209 | 0.3% | 150 | 0.042857 | 9571.4286 | 9571.4286 | 0.3% | 3290.2175 | 599.3786 | 1208.4986 |  |  | 51920.9081 | OptCapacity
0.06 | 43.8762 | 47.3762 | 51.9209 | 0.4% | 200 | 0.057143 | 9428.5714 | 9428.5714 | 0.4% | 3502.0509 | 0 | 1286.3051 |  |  | 50000 | PeakLoad |  |  | Indef Integ = X(D) = L0*D - (D^2)*Ldif/2 - alph*(D^1.5)/1.5
0.08 | 42.9289 | 46.4289 | 51.9209 | 0.5% | 250 | 0.071429 | 9285.7143 | 9285.7143 | 0.5% | 3688.6801 | 0 | 1354.8541 |  |  | 6 | FixedCostofPeaker |  |  | 0 | X(0)
0.1 | 42.0942 | 45.5942 | 51.9209 | 0.6% | 300 | 0.085714 | 9142.8571 | 9142.8571 | 0.6% | 3857.4058 | 0 | 1416.8272 |  |  | 12 | FixedCostofBase |  |  | 19107.3185 | X(BEDur)
0.12 | 41.3396 | 44.8396 | 51.9209 | 0.7% | 350 | 0.1 | 9000 | 9000 | 0.7% | 4012.5652 | 0 | 1473.8173 |  |  | 30 | VCofPeak |  |  | 33332.8333 | X(1) | Average Load
0.14 | 40.6457 | 44.1457 | 51.9209 | 0.8% | 400 | 0.11429 | 8857.1429 | 8857.1429 | 0.8% | 4156.9841 | 0 | 1526.8624 |  |  | 18 | VCofBase |  |  | 14225.5148 | X(1)-X(BEDur)
0.16 | 39.9998 | 43.4998 | 51.9209 | 0.9% | 450 | 0.12857 | 8714.2857 | 8714.2857 | 0.9% | 4292.6254 | 0 | 1576.6835 |  |  | 546955.7414 | Total Variable cost of Base
0.18 | 39.3932 | 42.8932 | 51.9209 | 1% | 500 | 0.14286 | 8571.4286 | 8571.4286 | 1% | 4420.9181 | 0 | 1623.8055 |  |  | 88392.0976 | Total Variable cost of Peak |  |  | 50% | BEDur | Break-Even Duration
0.2 | 38.8195 | 42.3195 | 51.9209 | 1.1% | 550 | 0.15714 | 8428.5714 | 8428.5714 | 1.1% | 4542.9412 | 0 | 1668.6247 |  |  | 387861.9656 | Total Fixed cost of Base
0.25 | 37.4997 | 40.9997 | 51.9209 | 1.2% | 600 | 0.17143 | 8285.7143 | 8285.7143 | 1.2% | 4659.5329 | 0 | 1711.4489 |  |  | 117594.4658 | Total Variable cost of Peak
0.3 | 36.3066 | 39.8066 | 51.9209 | 1.3% | 650 | 0.18571 | 8142.8571 | 8142.8571 | 1.3% | 4771.3597 | 0 | 1752.5229 |  |  | 2368.8253 | Optimal Cost of Unreliability
0.35 | 35.2095 | 38.7095 | 51.9209 | 1.4% | 700 | 0.2 | 8000 | 8000 | 1.4% | 4878.962 | 0 | 1792.0453 |  |  | 1143173.0958 | Total Optimal Cost of Power / h
0.4 | 34.1882 | 37.6882 | 51.9209 | 1.5% | 750 | 0.21429 | 7857.1429 | 7857.1429 | 1.5% | 4982.7853 | 0 | 1830.1796 |  |  |  | Reliability | 1
0.45 | 33.229 | 36.729 | 51.9209 | 1.6% | 800 | 0.22857 | 7714.2857 | 7714.2857 | 1.6% | 5083.2018 | 0 | 1867.0627
0.5 | 32.3218 | 35.8218 | 51.9209 | 1.7% | 850 | 0.24286 | 7571.4286 | 7571.4286 | 1.7% | 5180.5263 | 0 | 1902.81
0.55 | 31.459 | 34.959 | 51.9209 | 1.8% | 900 | 0.25714 | 7428.5714 | 7428.5714 | 1.8% | 5275.0281 | 0 | 1937.5206 |  |  | ExTitle1 | Price of Reserves = Value of Reserves
0.6 | 30.6345 | 34.1345 | 51.9209 | 1.9% | 950 | 0.27143 | 7285.7143 | 7285.7143 | 1.9% | 5366.9393 | 0 | 1971.2796 |  |  | ExTitle2 | Price Cap on Reserves Damages Reliability
0.65 | 29.8437 | 33.3437 | 51.9209 | 2% | 1000 | 0.28571 | 7142.8571 | 7142.8571 | 2% | 5456.462 | 0 | 2004.1614 |  |  | ExTitle3 | Price Cap Plus is Optimal
0.7 | 29.0828 | 32.5828 | 51.9209 | 2.1% | 1050 | 0.3 | 7000 | 7000 | 2.1% | 5543.7733 | 0 | 2036.2308 |  |  | ExTitle4 | Increased Demand Elasticity Reduces Height of Price Spike
0.8 | 27.6385 | 31.1385 | 51.9209 | 2.2% | 1100 | 0.31429 | 6857.1429 | 6857.1429 | 2.2% | 5629.0294 | 0 | 2067.5454 |  |  | ExTitle5
0.9 | 26.282 | 29.782 | 51.9209 | 2.3% | 1150 | 0.32857 | 6714.2857 | 6714.2857 | 2.3% | 5712.3688 | 0 | 2098.1561
1 | 24.999 | 28.499 | 51.9209 | 2.4% | 1200 | 0.34286 | 6571.4286 | 6571.4286 | 2.4% | 5793.9155 | 0 | 2128.1082 |  |  |  | Example1 | Example2 | Example3 | Example4 | Example5
1 | 0 |  |  | 2.5% | 1250 | 0.35714 | 6428.5714 | 6428.5714 | 2.5% | 5873.7802 | 0 | 2157.4425 |  |  | ResPrcnt | 0.07 | 0.07 | 0.07 | 0.07
|  |  |  | 2.6% | 1300 | 0.37143 | 6285.7143 | 6285.7143 | 2.6% | 5952.063 | 0 | 2186.1959 |  |  | ResValue | 10000 | 10000 | 10000 | 10000
|  |  |  | 2.7% | 1350 | 0.38571 | 6142.8571 | 6142.8571 | 2.7% | 6028.8543 | 0 | 2214.4013 |  |  | ResShape | 0 | 0 | 0 | 0
|  |  |  | 2.8% | 1400 | 0.4 | 6000 | 6000 | 2.8% | 6104.2362 | 0 | 2242.0892 |  |  | LoadMax | 50000 | 50000 | 50000 | 50000
|  |  |  | 2.9% | 1450 | 0.41429 | 5857.1429 | 5857.1429 | 2.9% | 6178.2837 | 0 | 2269.2868 |  |  | LoadShape | 50 | 50 | 50 | 0
|  |  |  | 3% | 1500 | 0.42857 | 5714.2857 | 5714.2857 | 3% | 6251.0651 | 0 | 2296.0195 |  |  | GovRR | 0.07 | 0.07 | 0.10572 | 0.07
|  |  |  | 3.1% | 1550 | 0.44286 | 5571.4286 | 5571.4286 | 3.1% | 6322.6433 | 0 | 2322.3102 |  |  | GovPrice | 10000 | 10000 | 10000 | 10000
|  |  |  | 3.2% | 1600 | 0.45714 | 5428.5714 | 5428.5714 | 3.2% | 6393.0761 | 0 | 2348.1802 |  |  | GovCap | 99999 | 350 | 350 | 99999
|  |  |  | 3.3% | 1650 | 0.47143 | 5285.7143 | 5285.7143 | 3.3% | 6462.4166 | 0 | 2373.649
|  |  |  | 3.4% | 1700 | 0.48571 | 5142.8571 | 5142.8571 | 3.4% | 6530.7143 | 0 | 2398.7348
|  |  |  | 3.5% | 1750 | 0.5 | 5000 | 5000 | 3.5% | 6598.0148 | 0 | 2423.4543
|  |  |  | 3.6% | 1800 | 0.51429 | 4857.1429 | 4857.1429 | 3.6% | 6664.3606 | 0 | 2447.8231
|  |  |  | 3.7% | 1850 | 0.52857 | 4714.2857 | 4714.2857 | 3.7% | 6729.7911 | 0 | 2471.8558
|  |  |  | 3.8% | 1900 | 0.54286 | 4571.4286 | 4571.4286 | 3.8% | 6794.3433 | 0 | 2495.5658
|  |  |  | 3.9% | 1950 | 0.55714 | 4428.5714 | 4428.5714 | 3.9% | 6858.0515 | 0 | 2518.9659
|  |  |  | 4% | 2000 | 0.57143 | 4285.7143 | 4285.7143 | 4% | 6920.9481 | 0 | 2542.0679
|  |  |  | 4.1% | 2050 | 0.58571 | 4142.8571 | 4142.8571 | 4.1% | 6983.0633 | 0 | 2564.8828
|  |  |  | 4.2% | 2100 | 0.6 | 4000 | 4000 | 4.2% | 7044.4255 | 0 | 2587.4212
|  |  |  | 4.3% | 2150 | 0.61429 | 3857.1429 | 3857.1429 | 4.3% | 7105.0614 | 0 | 2609.6928
|  |  |  | 4.4% | 2200 | 0.62857 | 3714.2857 | 3714.2857 | 4.4% | 7164.9964 | 0 | 2631.7069
|  |  |  | 4.5% | 2250 | 0.64286 | 3571.4286 | 3571.4286 | 4.5% | 7224.254 | 0 | 2653.4723
|  |  |  | 4.6% | 2300 | 0.65714 | 3428.5714 | 3428.5714 | 4.6% | 7282.8568 | 0 | 2674.9971
|  |  |  | 4.7% | 2350 | 0.67143 | 3285.7143 | 3285.7143 | 4.7% | 7340.826 | 0 | 2696.2892
|  |  |  | 4.8% | 2400 | 0.68571 | 3142.8571 | 3142.8571 | 4.8% | 7398.1817 | 0 | 2717.356
|  |  |  | 4.9% | 2450 | 0.7 | 3000 | 3000 | 4.9% | 7454.943 | 0 | 2738.2045
|  |  |  | 5% | 2500 | 0.71429 | 2857.1429 | 2857.1429 | 5% | 7511.1281 | 0 | 2758.8413
|  |  |  | 5.1% | 2550 | 0.72857 | 2714.2857 | 2714.2857 | 5.1% | 7566.754 | 0 | 2779.2727
|  |  |  | 5.2% | 2600 | 0.74286 | 2571.4286 | 2571.4286 | 5.2% | 7621.8372 | 0 | 2799.5048
|  |  |  | 5.3% | 2650 | 0.75714 | 2428.5714 | 2428.5714 | 5.3% | 7676.3933 | 0 | 2819.5433
|  |  |  | 5.4% | 2700 | 0.77143 | 2285.7143 | 2285.7143 | 5.4% | 7730.4371 | 0 | 2839.3936
|  |  |  | 5.5% | 2750 | 0.78571 | 2142.8571 | 2142.8571 | 5.5% | 7783.9828 | 0 | 2859.061
|  |  |  | 5.6% | 2800 | 0.8 | 2000 | 2000 | 5.6% | 7837.0439 | 0 | 2878.5503
|  |  |  | 5.7% | 2850 | 0.81429 | 1857.1429 | 1857.1429 | 5.7% | 7889.6333 | 0 | 2897.8664
|  |  |  | 5.8% | 2900 | 0.82857 | 1714.2857 | 1714.2857 | 5.8% | 7941.7634 | 0 | 2917.0139
|  |  |  | 5.9% | 2950 | 0.84286 | 1571.4286 | 1571.4286 | 5.9% | 7993.446 | 0 | 2935.9969
|  |  |  | 6% | 3000 | 0.85714 | 1428.5714 | 1428.5714 | 6% | 8044.6925 | 0 | 2954.8198
|  |  |  | 6.1% | 3050 | 0.87143 | 1285.7143 | 1285.7143 | 6.1% | 8095.5136 | 0 | 2973.4864
|  |  |  | 6.2% | 3100 | 0.88571 | 1142.8571 | 1142.8571 | 6.2% | 8145.9199 | 0 | 2992.0007
|  |  |  | 6.3% | 3150 | 0.9 | 1000 | 1000 | 6.3% | 8195.9213 | 0 | 3010.3662
|  |  |  | 6.4% | 3200 | 0.91429 | 857.1429 | 857.1429 | 6.4% | 8245.5274 | 0 | 3028.5865
|  |  |  | 6.5% | 3250 | 0.92857 | 714.2857 | 714.2857 | 6.5% | 8294.7475 | 0 | 3046.6651
|  |  |  | 6.6% | 3300 | 0.94286 | 571.4286 | 571.4286 | 6.6% | 8343.5904 | 0 | 3064.6051
|  |  |  | 6.7% | 3350 | 0.95714 | 428.5714 | 428.5714 | 6.7% | 8392.0647 | 0 | 3082.4098
|  |  |  | 6.8% | 3400 | 0.97143 | 285.7143 | 285.7143 | 6.8% | 8440.1785 | 0 | 3100.082
|  |  |  | 6.9% | 3450 | 0.98571 | 142.8571 | 142.8571 | 6.9% | 8487.9399 | 0 | 3117.6248
|  |  |  | 7% | 3500 | 1 | 0 | 0 | 7% | 8535.3564 | 0 | 3135.0409
|  |  |  | 7.1% | 3550 | 1.0143 | 0 | 0 | 7.1% | 8582.4354 | 0 | 3152.333
|  |  |  | 7.2% | 3600 | 1.0286 | 0 | 0 | 7.2% | 8629.184 | 0 | 3169.5038
|  |  |  | 7.3% | 3650 | 1.0429 | 0 | 0 | 7.3% | 8675.6092 | 0 | 3186.5558
|  |  |  | 7.4% | 3700 | 1.0571 | 0 | 0 | 7.4% | 8721.7174 | 0 | 3203.4914
|  |  |  | 7.5% | 3750 | 1.0714 | 0 | 0 | 7.5% | 8767.5151 | 0 | 3220.3129
|  |  |  | 7.6% | 3800 | 1.0857 | 0 | 0 | 7.6% | 8813.0085 | 0 | 3237.0226
|  |  |  | 7.7% | 3850 | 1.1 | 0 | 0 | 7.7% | 8858.2036 | 0 | 3253.6228
|  |  |  | 7.8% | 3900 | 1.1143 | 0 | 0 | 7.8% | 8903.1061 | 0 | 3270.1155
|  |  |  | 7.9% | 3950 | 1.1286 | 0 | 0 | 7.9% | 8947.7218 | 0 | 3286.5029
|  |  |  | 8% | 4000 | 1.1429 | 0 | 0 | 8% | 8992.0559 | 0 | 3302.7869
|  |  |  | 8.1% | 4050 | 1.1571 | 0 | 0 | 8.1% | 9036.1138 | 0 | 3318.9694
|  |  |  | 8.2% | 4100 | 1.1714 | 0 | 0 | 8.2% | 9079.9006 | 0 | 3335.0523
|  |  |  | 8.3% | 4150 | 1.1857 | 0 | 0 | 8.3% | 9123.4213 | 0 | 3351.0374
|  |  |  | 8.4% | 4200 | 1.2 | 0 | 0 | 8.4% | 9166.6805 | 0 | 3366.9265
|  |  |  | 8.5% | 4250 | 1.2143 | 0 | 0 | 8.5% | 9209.683 | 0 | 3382.7214
|  |  |  | 8.6% | 4300 | 1.2286 | 0 | 0 | 8.6% | 9252.4333 | 0 | 3398.4236
|  |  |  | 8.7% | 4350 | 1.2429 | 0 | 0 | 8.7% | 9294.9357 | 0 | 3414.0348
|  |  |  | 8.8% | 4400 | 1.2571 | 0 | 0 | 8.8% | 9337.1946 | 0 | 3429.5565
|  |  |  | 8.9% | 4450 | 1.2714 | 0 | 0 | 8.9% | 9379.2141 | 0 | 3444.9902
|  |  |  | 9% | 4500 | 1.2857 | 0 | 0 | 9% | 9420.9981 | 0 | 3460.3375
|  |  |  | 9.1% | 4550 | 1.3 | 0 | 0 | 9.1% | 9462.5507 | 0 | 3475.5998
|  |  |  | 9.2% | 4600 | 1.3143 | 0 | 0 | 9.2% | 9503.8756 | 0 | 3490.7785
|  |  |  | 9.3% | 4650 | 1.3286 | 0 | 0 | 9.3% | 9544.9765 | 0 | 3505.8749
|  |  |  | 9.4% | 4700 | 1.3429 | 0 | 0 | 9.4% | 9585.857 | 0 | 3520.8903
|  |  |  | 9.5% | 4750 | 1.3571 | 0 | 0 | 9.5% | 9626.5206 | 0 | 3535.8261
|  |  |  | 9.6% | 4800 | 1.3714 | 0 | 0 | 9.6% | 9666.9708 | 0 | 3550.6834
|  |  |  | 9.7% | 4850 | 1.3857 | 0 | 0 | 9.7% | 9707.2109 | 0 | 3565.4636
|  |  |  | 9.8% | 4900 | 1.4 | 0 | 0 | 9.8% | 9747.244 | 0 | 3580.1678
|  |  |  | 9.9% | 4950 | 1.4143 | 0 | 0 | 9.9% | 9787.0735 | 0 | 3594.7972
|  |  |  | 10% | 5000 | 1.4286 | 0 | 0 | 10% | 9826.7023 | 0 | 3609.3529
|  |  |  | 10.1% | 5050 | 1.4429 | 0 | 0
|  |  |  | 10.2% | 5100 | 1.4571 | 0 | 0
|  |  |  | 10.3% | 5150 | 1.4714 | 0 | 0
|  |  |  | 10.4% | 5200 | 1.4857 | 0 | 0
|  |  |  | 10.5% | 5250 | 1.5 | 0 | 0
|  |  |  | 10.6% | 5300 | 1.5143 | 0 | 0
|  |  |  | 10.7% | 5350 | 1.5286 | 0 | 0
|  |  |  | 10.8% | 5400 | 1.5429 | 0 | 0
|  |  |  | 10.9% | 5450 | 1.5571 | 0 | 0
|  |  |  | 11% | 5500 | 1.5714 | 0 | 0
|  |  |  | 11.1% | 5550 | 1.5857 | 0 | 0
|  |  |  | 11.2% | 5600 | 1.6 | 0 | 0
|  |  |  | 11.3% | 5650 | 1.6143 | 0 | 0
|  |  |  | 11.4% | 5700 | 1.6286 | 0 | 0
|  |  |  | 11.5% | 5750 | 1.6429 | 0 | 0
|  |  |  | 11.6% | 5800 | 1.6571 | 0 | 0
|  |  |  | 11.7% | 5850 | 1.6714 | 0 | 0
|  |  |  | 11.8% | 5900 | 1.6857 | 0 | 0
|  |  |  | 11.9% | 5950 | 1.7 | 0 | 0
|  |  |  | 12% | 6000 | 1.7143 | 0 | 0
Note on U22: Economic theory says that if the ISO pays the marginal value of reserves this will induce the efficient level of generation entry. You can check that it does by changing any of the the 3 policy variables and watching to see if the total cost of unriliability goes up or down. The policy is efficient except for the fact that the demand side of the market is not playing its role. In this model and in most present markets, demand is not give any price signal and so does not respond. See example E, for consideration of demand elasticity.
Note on U23: This example Price Caps Reserves. This holds down the price of Energy. This reduces generator profits temporarily and causes a decline in generation investment. This cause a decrease in generating capacity, which raises price and restores profits. But with less capacity the system is much less reliable. [ Note that if Load>Capacity then Reserves are negative. The marginal value of reserve curve actually extends into this negative region in order to estimate the damage from loss of load due to negative reserves. ]
Note on U24: This example shows how a much lower but wider price function for reserves can induce exactly as much reliability with a much lower price spike. A single variable, total available capacity that determines generation adequacy and this part of reliability. But 3 policy variables effect this outcome. Consequently there are many different policies that give the same result. This demonstrates the regulators have a choice. Currently they default on this choice by following vague pricing policies for reserves that derive from engineering rules of thumb that were adequate in a regulated regime, but which make no sense in a market. That default is itself a form of choice. It is a thoughtless choice for very high price spikes.
Note on U25: Currently, the lack of demand elasticity is the biggest problem in the new U.S. electricity markets. The two primary curbs to market power are divestiture and demand elasticty. Current electricity market have esentially no demand elasticity and are consequently ideal for the exercise of market power during the conditions that cause price spikes. Aditionally, demand elasticity will reduce the cost of providing capacity to cover load spikes. This is not shown in the present model. The model does show a striking reduction in price spikes that would be cause by the flattening of the load duration curve.

## calcs
| L(D) = L0 - D*Ldif - alph * D^.5 |  |  | Load duratation curve | A. Finding the total available capacity, K, that results from Reserves Pricing Policy | [13 empty] | B. Finding the Unreliability Cost of K and Kopt
| M(R) = M0*(1-r)(1- beta *r), r = R/R0 |  |  | Marginal value of reserves
| P(R) = P0*(1 - rg) rg<1, else 0, rg=R/R0g |  |  | Price of reserves |  | (1) Find D0g given K |  |  |  | (2) Find D0c given K | [9 empty] | Find Total Reliability Loss from R shortfall, T(R), from M(R)
| K |  |  | Total capacity |  | K - L(D0g) = R0g |  |  |  | P( R( D0c ) ) = Pcap
[6 empty] | L(D0g) = z, where z = K - R0g |  |  |  | P0 - g*(K - L(D0g)) = Pcap | [9 empty] | T(R1) = Int fm R1 to R0 [ M(R) ] dR | [7 empty] | Solve K = L(D)+R0, ==> L(D) = z, where z = K - R0.
Supply | F | 6 |  | Fixed cost of peakers | [5 empty] | L(D0g) = z, where z = K - (P0-Pcap)/g | [9 empty] | M(R) = M0*(1-beta)(1-r) + beta*(1-r)^2, r = R/R0 | [7 empty] | From Panel A, the solution is the quadradic equation with
Load | L0 | 50000 | Load at D = 0 (except for spike) |  |  | Now Solve L(D) = z. where D = D0g | [13 empty] | M(R) = M0*(1-r)(1-beta*r) = 1 - (1+beta)*r + beta*r^2 | [7 empty] | a = Ldif^2
|  | 0.5 | Load ratio (min/max) |  |  | L0 - D*Ldif - alph*D^.5 = z | [13 empty] | T(R1) = M0* Int fm R1 to R0 [ 1 - (1+beta)*R/R0 + beta*R^2/R0^2 ] dR | [7 empty] | b = - (alph^2) - 2*S*Ldif, S = (L0 - z)
| Lmin | 25000 |  |  |  | alph*D^.5 = (L0-z) - D*Ldif | [13 empty] | T(R1) = M0*[(R0-R1) - (1+beta)*(R0^2-R1^2)/(2R0) + beta*(R0^3-R1^3)/(3R0^2) ] | [7 empty] | c = S^2 |  | Use Minus the discriminant
| Ldif | 1 | Drop in Load fm D=0 to 1 (except for spike) |  |  | alph*D^.5 = S - D*Ldif, S = (L0-z) | [13 empty] | T(R1) = M0*R0*[(1-r1) - .5*(1+beta)*(1-r1^2) +( beta/3)*(1-r1^3) ] r1 = R1/R0 | [7 empty] | Determines D0, the upper limit of integration
| alph | 25000 | spike parameter, 0 = no spike |  |  | (alph^2)*D = S^2 -2*S*Ldif*D + Ldif^2 * D^2 | [27 empty] | Note: (in one example)
Reserve | M0 | 10000 | Maxium Margin-value of reserves at D=0 |  |  | (Ldif^2)*D^2 + (-alph^2- 2*S*Ldif)*D + (S^2) = 0 Solve for D ==> D0g | [21 empty] | dCU/dK = F determines optimal K | [5 empty] | R0(D0(K,R0)) had a rounding error
Value | R0 | 3500 | Reserve level where M(R) = 0 |  |  | a = Ldif^2 | [13 empty] | M0*R0 | (1+beta)/2 | beta/3 | [5 empty] | dCU/dK = Integral of M(R(D)) from 0 to D0 | [5 empty] | of 1 in 8 million. I.e. R0 != R0.
| beta | 0% | Shape of Reserve marginal-value. 0 = straight |  |  | b = - (alph^2) - 2*S*Ldif | [13 empty] | 35000000 | 0.5 | 0 |  |  | Kopt | 51920.9081 |  | M(R) = M0*(1 - R/R0)*(1 - beta*R/R0) | [5 empty] | This seems extraordinarily large.
Gov | P0 | 10000 | Price of Reserves when R = 0 |  |  | c = S^2 | [17 empty] | 3.9896e-06 | Optimal |  |  | R(D) = K - L(D) = (K - L0) + alpha*D^.5 + Ldif*D
Policy | R0g | 3500 | Reserve level where P(R) = 0 | [16 empty] | D0/n | 3.9896e-06 | CU | 2368.8253 | D0opt | CU | 2368.8253 |  | M(R(D))=M0*(f+g*D^.5+h*D)(j+k*D^.5+l*D)
| g | 2.8571 | Reserve Price Factor (RPF) = P0/R0g | [16 empty] | D0 = | 0.0039896 |  |  | 0.399% |  |  |  | f=1-(K-L0)/R0 |  |  | g=-alph/R0 |  | h = -Ldif/R0
| Pcap | 99999 | Price Cap on Reserve Purchases |  |  | Search for K that Makes Fs = F = |  |  |  | 6 | [10 empty] | D | r.1 | T(R1) |  | ropt | T(R1) |  | j=1-beta*(K-L0)/R0 |  |  | k=beta*g |  | l = beta*h
Market | K | 51920.9081 | Competitive Capacity |  |  | KK | S.1 | a.1 | b.1 | c.1 | DDg | S.2 | b.2 | c.2 | DDc | Fs | 50999.9 | 53500 |  | 1000 | 0 | 54.88% | 3562187.4254 | 0 | 54.88% | 3562187.4254
Outcome | Rmin | 1920.9081 | Reserve Peak |  | 10 | 53500 | 0 | 1 | -625000000 | 0 | 0% | -34999.65 | -624930000.7 | 1224975500.1225 | 0% | 0 |  | 53500 |  | 999 | 3.9896e-06 | 56.31% | 3340457.437 | 3.9896e-06 | 56.31% | 3340457.437 |  | M(R(D)) = M0*[ m +n*D^.5 +p*D +q*D^1.5 +r*D^2]
| Pmax | 4511.6911 | Maxium price paid for reserves. |  | 9 | 50999.9 | 2500.1 | 1 | -625005000.2 | 6250500.01 | 1% | -32499.55 | -624935000.9 | 1056220750.2025 | 0% | 23.8122 | 50999.9 | 0 |  | 998 | 7.9793e-06 | 56.9% | 3250700.5331 | 7.9793e-06 | 56.9% | 3250700.5331 |  | m=f*j | N=f*k+j*g |  | p=g*k+j*h+f*l |  |  | q=g*l+h*k |  | r=h*l
| D0 | 0.399% | Duration at which R = R0. R0 = K - L(D0) |  | 8 | 48499.8 | 5000.2 | 1 | -625010000.4 | 25002000.04 | 4% | -29999.45 | -624940001.1 | 899967000.3025 | 0% | 190.4968 | 0 | 0 |  | 997 | 1.1969e-05 | 57.35% | 3182656.457 | 1.1969e-05 | 57.35% | 3182656.457
| D0g | 0.399% | Duration at which R = R0g. R0g = K - L(D0g) |  | 7 | 45999.7 | 7500.3 | 1 | -625015000.6 | 56254500.09 | 9.001% | -27499.35 | -624945001.3 | 756214250.4225 | 0% | 642.9227 | 0 | 0 |  | 996 | 1.5959e-05 | 57.74% | 3125851.7676 | 1.5959e-05 | 57.74% | 3125851.7676 |  | dCU/dK= M0*D0[m +(n*D0^.5)/1.5 +P*D0/2 +(q*D0^1.5)/2.5 +(r^D0^2)/3 ]
| CU | 2368.8253 | Cost of Unreliability |  | 6 | 43499.6 | 10000.4 | 1 | -625020000.8 | 100008000.16 | 16% | -24999.25 | -624950001.5 | 624962500.5625 | 0% | 1523.9558 | 0 | 0 |  | 995 | 1.9948e-05 | 58.07% | 3076229.6658 | 1.9948e-05 | 58.07% | 3076229.6658
| Kbase | 32321.8305 | Capacity of Base-Load plants (D = .5) |  | 5 | 40999.5 | 12500.5 | 1 | -625025001 | 156262500.25 | 25% | -22499.15 | -624955001.7 | 506211750.7225 | 0% | 2976.4583 | 0 | 0 |  | 994 | 2.3938e-05 | 58.38% | 3031709.5779 | 2.3938e-05 | 58.38% | 3031709.5779
Optimal | Kopt | 51920.9081 | Optimal Capacity |  | 4 | 38499.4 | 15000.6 | 1 | -625030001.2 | 225018000.36 | 36% | -19999.05 | -624960001.9 | 399962000.9025 | 0% | 5143.2891 | 0 | 0 |  | 993 | 2.7927e-05 | 58.66% | 2991055.5479 | 2.7927e-05 | 58.66% | 2991055.5479
Market | D0opt | 0.399% | Duration at which R = R0 for Kopt |  | 3 | 35999.3 | 17500.7 | 1 | -625035001.4 | 306274500.49 | 49% | -17498.95 | -624965002.1 | 306213251.1025 | 0% | 8167.3037 | 0 | 0 |  | 992 | 3.1917e-05 | 58.92% | 2953462.2818 | 3.1917e-05 | 58.92% | 2953462.2818 |  | 53750
Outcome | CUopt | 2368.8253 | Optimla Cost of Unreliability |  | 2 | 33499.2 | 20000.8 | 1 | -625040001.6 | 400032000.64 | 64% | -14998.85 | -624970002.3 | 224965501.3225 | 0% | 12191.3539 | 0 | 0 |  | 991 | 3.5907e-05 | 59.16% | 2918370.4207 | 3.5907e-05 | 59.16% | 2918370.4207 |  | 52009.4018 |  | a.3 |  |  | g.3 | h.3 | k.3 | l.3
| FCPopt | 11525.4487 | Fixed Cost of Optimal Peakers |  | 1 | 30999.1 | 22500.9 | 1 | -625045001.8 | 506290500.81 | 81% | -12498.75 | -624975002.5 | 156218751.5625 | 0% | 17358.2884 | 0 | 0 |  | 990 | 3.9896e-05 | 59.39% | 2885372.6987 | 3.9896e-05 | 59.39% | 2885372.6987 |  |  |  | 1 |  |  | -7.1429 | -0.00028571 | 0 | 0
| TCU | 13894.2739 | Total Cost of Unreliability problem |  | 0 | 28499 | 25001 | 1 | -625050002 | 625050001 | 100% | -9998.65 | -624980002.7 | 99973001.8225 | 0% | 23810.9524 | 0 |  |  | 989 | 4.3886e-05 | 59.61% | 2854161.6629 | 4.3886e-05 | 59.61% | 2854161.6629 |  | KK.3 | S.3 | b.3 | c.3 | D0.3 | f.3 | j.3 | m.3 | n.3 | p.3 | q.3 | r.3 |  | 53500 | 50999.9
[20 empty] | 988 | 4.7876e-05 | 59.83% | 2824498.4532 | 4.7876e-05 | 59.83% | 2824498.4532 | 10 | 53500 | 0 | -625000000 | 0 | 0% | 0 | 1 | 0 | -7.1429 | -0.00028571 | 0 | 0 | 0 | 53500
[17 empty] | 51749.93 | 51999.94 |  | 987 | 5.1865e-05 | 60.03% | 2796193.1164 | 5.1865e-05 | 60.03% | 2796193.1164 | 9 | 50999.9 | 2500.1 | -625005000.2 | 6250500.01 | 1% | 0.71431 | 1 | 0.71431 | -7.1429 | -0.00028571 | 0 | 0 | 23.8122 | 0 | 50999.9
| Find F given K, D0g and D0c |  |  |  | 10 | 53500 | 0 | 1 | -625000000 | 0 | 0% | -34999.65 | -624930000.7 | 1224975500.1225 | 0% | 0 |  | 0 |  | 986 | 5.5855e-05 | 60.22% | 2769091.6393 | 5.5855e-05 | 60.22% | 2769091.6393 | 8 | 48499.8 | 5000.2 | -625010000.4 | 25002000.04 | 4% | 1.4286 | 1 | 1.4286 | -7.1429 | -0.00028571 | 0 | 0 | 190.4968 | 0 | 0
| F = Pcap*D0c + Int fm D0c to D0g [ P(R) ] dD |  |  |  | 9 | 53249.99 | 250.01 | 1 | -625000500.02 | 62505.0001 | 0.01% | -34749.64 | -624930500.72 | 1207537480.1296 | 0% | 0.023812 | 0 | 0 |  | 985 | 5.9845e-05 | 60.41% | 2743067.093 | 5.9845e-05 | 60.41% | 2743067.093 | 7 | 45999.7 | 7500.3 | -625015000.6 | 56254500.09 | 9.001% | 2.1429 | 1 | 2.1429 | -7.1429 | -0.00028571 | 0 | 0 | 642.9227 | 0 | 0
| P(R) = P(K - L(D)) = P0*(1 - (K - L(D))/R0g) |  |  |  | 8 | 52999.98 | 500.02 | 1 | -625001000.04 | 250020.0004 | 0.04% | -34499.63 | -624931000.74 | 1190224470.1369 | 0% | 0.1905 | 0 | 0 |  | 984 | 6.3834e-05 | 60.59% | 2718013.3996 | 6.3834e-05 | 60.59% | 2718013.3996 | 6 | 43499.6 | 10000.4 | -625020000.8 | 100008000.16 | 16% | 2.8573 | 1 | 2.8573 | -7.1429 | -0.00028571 | 0 | 0 | 1523.9558 | 0 | 0
| P(R) = P0*(1 - K/R0g) + P0*L(D))/R0g |  |  |  | 7 | 52749.97 | 750.03 | 1 | -625001500.06 | 562545.0009 | 0.09001% | -34249.62 | -624931500.76 | 1173036470.1444 | 0% | 0.64293 | 0 | 0 |  | 983 | 6.7824e-05 | 60.77% | 2693840.8302 | 6.7824e-05 | 60.77% | 2693840.8302 | 5 | 40999.5 | 12500.5 | -625025001 | 156262500.25 | 25% | 3.5716 | 1 | 3.5716 | -7.1429 | -0.00028571 | 0 | 0 | 2976.4583 | 0 | 0
| F = Pcap*D0c + (P0 - g*K)*(D0g-D0c) |  |  |  | 6 | 52499.96 | 1000.04 | 1 | -625002000.08 | 1000080.0016 | 0.16% | -33999.61 | -624932000.78 | 1155973480.1521 | 0% | 1.524 | 0 | 0 |  | 982 | 7.1813e-05 | 60.94% | 2670472.6809 | 7.1813e-05 | 60.94% | 2670472.6809 | 4 | 38499.4 | 15000.6 | -625030001.2 | 225018000.36 | 36% | 4.2859 | 1 | 4.2859 | -7.1429 | -0.00028571 | 0 | 0 | 5143.2891 | 0 | 0
| + g * Integral fm D0c to D0g [ L(D) ] dD |  |  |  | 5 | 52249.95 | 1250.05 | 1 | -625002500.1 | 1562625.0025 | 0.25% | -33749.6 | -624932500.8 | 1139035500.16 | 0% | 2.9765 | 0 | 0 |  | 981 | 7.5803e-05 | 61.1% | 2647842.7702 | 7.5803e-05 | 61.1% | 2647842.7702 | 3 | 35999.3 | 17500.7 | -625035001.4 | 306274500.49 | 49% | 5.0002 | 1 | 5.0002 | -7.1429 | -0.00028571 | 0 | 0 | 8167.3037 | 0 | 0
| Int [ L(D)] dD = L0*(D0g-D0c) - Int[ D*Ldif - alph * D^.5 ] dD |  |  |  | 4 | 51999.94 | 1500.06 | 1 | -625003000.12 | 2250180.0036 | 0.36% | -33499.59 | -624933000.82 | 1122222530.1681 | 0% | 5.1435 | 0 | 51999.94 |  | 980 | 7.9793e-05 | 61.26% | 2625893.5224 | 7.9793e-05 | 61.26% | 2625893.5224 | 2 | 33499.2 | 20000.8 | -625040001.6 | 400032000.64 | 64% | 5.7145 | 1 | 5.7145 | -7.1429 | -0.00028571 | 0 | 0 | 12191.3539 | 0 | 0
| Int= L0*(D0g-D0c) - (D0g^2-D0c^2)*Ldif/2 - alph*(D0g^1.5-D0c^1.5)/1.5 |  |  |  | 3 | 51749.93 | 1750.07 | 1 | -625003500.14 | 3062745.0049 | 0.49% | -33249.58 | -624933500.84 | 1105534570.1764 | 0% | 8.1676 | 51749.93 | 0 |  | 979 | 8.3782e-05 | 61.42% | 2604574.478 | 8.3782e-05 | 61.42% | 2604574.478 | 1 | 30999.1 | 22500.9 | -625045001.8 | 506290500.81 | 81% | 6.4288 | 1 | 6.4288 | -7.1429 | -0.00028571 | 0 | 0 | 17358.2884 | 0 | 0
[5 empty] | 2 | 51499.92 | 2000.08 | 1 | -625004000.16 | 4000320.0064 | 0.64% | -32999.57 | -624934000.86 | 1088971620.1849 | 0% | 12.1919 | 0 | 0 |  | 978 | 8.7772e-05 | 61.57% | 2583841.12 | 8.7772e-05 | 61.57% | 2583841.12 | 0 | 28499 | 25001 | -625050002 | 625050001 | 100% | 7.1431 | 1 | 7.1431 | -7.1429 | -0.00028571 | 0 | 0 | 23810.9524 |  | 0
| F = Pcap*D0c + (P0+g*(L0-K))*(D0g-D0c) |  |  |  | 1 | 51249.91 | 2250.09 | 1 | -625004500.18 | 5062905.0081 | 0.8101% | -32749.56 | -624934500.88 | 1072533680.1936 | 0% | 17.3591 | 0 | 0 |  | 977 | 9.1762e-05 | 61.73% | 2563653.9382 | 9.1762e-05 | 61.73% | 2563653.9382
| - g*[ (D0g^2-D0c^2)*Ldif/2 + alph*(D0g^1.5-D0c^1.5)/1.5] |  |  |  | 0 | 50999.9 | 2500.1 | 1 | -625005000.2 | 6250500.01 | 1% | -32499.55 | -624935000.9 | 1056220750.2025 | 0% | 23.8122 | 0 |  |  | 976 | 9.5751e-05 | 61.87% | 2543977.6743 | 9.5751e-05 | 61.87% | 2543977.6743 |  | KK.3 | S.3 | b.3 | c.3 | D0.3 | f.3 | j.3 | m.3 | n.3 | p.3 | q.3 | r.3 |  | 51999.94 | 51749.93
[20 empty] | 975 | 9.9741e-05 | 62.02% | 2524780.7078 | 9.9741e-05 | 62.02% | 2524780.7078 | 10 | 53500 | 0 | -625000000 | 0 | 0% | 0 | 1 | 0 | -7.1429 | -0.00028571 | 0 | 0 | 0 | 0
[17 empty] | 51899.936 | 51924.937 |  | 974 | 0.00010373 | 62.16% | 2506034.5511 | 0.00010373 | 62.16% | 2506034.5511 | 9 | 53249.99 | 250.01 | -625000500.02 | 62505.0001 | 0.01% | 0.071431 | 1 | 0.071431 | -7.1429 | -0.00028571 | 0 | 0 | 0.023812 | 0 | 0
[5 empty] | 10 | 51999.94 | 1500.06 | 1 | -625003000.12 | 2250180.0036 | 0.36% | -33499.59 | -624933000.82 | 1122222530.1681 | 0% | 5.1435 |  | 0 |  | 973 | 0.00010772 | 62.3% | 2487713.4317 | 0.00010772 | 62.3% | 2487713.4317 | 8 | 52999.98 | 500.02 | -625001000.04 | 250020.0004 | 0.04% | 0.14286 | 1 | 0.14286 | -7.1429 | -0.00028571 | 0 | 0 | 0.1905 | 0 | 0
[5 empty] | 9 | 51974.939 | 1525.061 | 1 | -625003050.122 | 2325811.0537 | 0.3721% | -33474.589 | -624933050.822 | 1120548108.7189 | 0% | 5.4049 | 0 | 0 |  | 972 | 0.00011171 | 62.43% | 2469793.9428 | 0.00011171 | 62.43% | 2469793.9428 | 7 | 52749.97 | 750.03 | -625001500.06 | 562545.0009 | 0.09001% | 0.21429 | 1 | 0.21429 | -7.1429 | -0.00028571 | 0 | 0 | 0.64293 | 0 | 0
[5 empty] | 8 | 51949.938 | 1550.062 | 1 | -625003100.124 | 2402692.2038 | 0.3844% | -33449.588 | -624933100.824 | 1118874937.3697 | 0% | 5.6751 | 0 | 0 |  | 971 | 0.0001157 | 62.57% | 2452254.7505 | 0.0001157 | 62.57% | 2452254.7505 | 6 | 52499.96 | 1000.04 | -625002000.08 | 1000080.0016 | 0.16% | 0.28573 | 1 | 0.28573 | -7.1429 | -0.00028571 | 0 | 0 | 1.524 | 0 | 0
[5 empty] | 7 | 51924.937 | 1575.063 | 1 | -625003150.126 | 2480823.454 | 0.3969% | -33424.587 | -624933150.826 | 1117203016.1206 | 0% | 5.9542 | 0 | 51924.937 |  | 970 | 0.00011969 | 62.7% | 2435076.3449 | 0.00011969 | 62.7% | 2435076.3449 | 5 | 52249.95 | 1250.05 | -625002500.1 | 1562625.0025 | 0.25% | 0.35716 | 1 | 0.35716 | -7.1429 | -0.00028571 | 0 | 0 | 2.9765 | 0 | 0
[5 empty] | 6 | 51899.936 | 1600.064 | 1 | -625003200.128 | 2560204.8041 | 0.4096% | -33399.586 | -624933200.828 | 1115532344.9714 | 0% | 6.2422 | 51899.936 | 0 |  | 969 | 0.00012368 | 62.83% | 2418240.8295 | 0.00012368 | 62.83% | 2418240.8295 | 4 | 51999.94 | 1500.06 | -625003000.12 | 2250180.0036 | 0.36% | 0.42859 | 1 | 0.42859 | -7.1429 | -0.00028571 | 0 | 0 | 5.1435 | 51999.94 | 0
[5 empty] | 5 | 51874.935 | 1625.065 | 1 | -625003250.13 | 2640836.2542 | 0.4225% | -33374.585 | -624933250.83 | 1113862923.9222 | 0% | 6.5394 | 0 | 0 |  | 968 | 0.00012767 | 62.95% | 2401731.7403 | 0.00012767 | 62.95% | 2401731.7403 | 3 | 51749.93 | 1750.07 | -625003500.14 | 3062745.0049 | 0.49% | 0.50002 | 1 | 0.50002 | -7.1429 | -0.00028571 | 0 | 0 | 8.1676 | 0 | 51749.93
[5 empty] | 4 | 51849.934 | 1650.066 | 1 | -625003300.132 | 2722717.8044 | 0.4356% | -33349.584 | -624933300.832 | 1112194752.9731 | 0% | 6.8459 | 0 | 0 |  | 967 | 0.00013166 | 63.08% | 2385533.8899 | 0.00013166 | 63.08% | 2385533.8899 | 2 | 51499.92 | 2000.08 | -625004000.16 | 4000320.0064 | 0.64% | 0.57145 | 1 | 0.57145 | -7.1429 | -0.00028571 | 0 | 0 | 12.1919 | 0 | 0
[5 empty] | 3 | 51824.933 | 1675.067 | 1 | -625003350.134 | 2805849.4545 | 0.4489% | -33324.583 | -624933350.834 | 1110527832.1239 | 0% | 7.1619 | 0 | 0 |  | 966 | 0.00013565 | 63.2% | 2369633.2334 | 0.00013565 | 63.2% | 2369633.2334 | 1 | 51249.91 | 2250.09 | -625004500.18 | 5062905.0081 | 0.8101% | 0.64288 | 1 | 0.64288 | -7.1429 | -0.00028571 | 0 | 0 | 17.3591 | 0 | 0
[5 empty] | 2 | 51799.932 | 1700.068 | 1 | -625003400.136 | 2890231.2046 | 0.4624% | -33299.582 | -624933400.836 | 1108862161.3747 | 0% | 7.4873 | 0 | 0 |  | 965 | 0.00013964 | 63.32% | 2354016.7516 | 0.00013964 | 63.32% | 2354016.7516 | 0 | 50999.9 | 2500.1 | -625005000.2 | 6250500.01 | 1% | 0.71431 | 1 | 0.71431 | -7.1429 | -0.00028571 | 0 | 0 | 23.8122 |  | 0
[5 empty] | 1 | 51774.931 | 1725.069 | 1 | -625003450.138 | 2975863.0548 | 0.4761% | -33274.581 | -624933450.838 | 1107197740.7256 | 0% | 7.8225 | 0 | 0 |  | 964 | 0.00014363 | 63.44% | 2338672.3486 | 0.00014363 | 63.44% | 2338672.3486
[5 empty] | 0 | 51749.93 | 1750.07 | 1 | -625003500.14 | 3062745.0049 | 0.49% | -33249.58 | -624933500.84 | 1105534570.1764 | 0% | 8.1676 | 0 |  |  | 963 | 0.00014762 | 63.56% | 2323588.7635 | 0.00014762 | 63.56% | 2323588.7635 |  | KK.3 | S.3 | b.3 | c.3 | D0.3 | f.3 | j.3 | m.3 | n.3 | p.3 | q.3 | r.3 |  | 51924.937 | 51899.936
[20 empty] | 962 | 0.00015161 | 63.68% | 2308755.4909 | 0.00015161 | 63.68% | 2308755.4909 | 10 | 51999.94 | 1500.06 | -625003000.12 | 2250180.0036 | 0.36% | 0.42859 | 1 | 0.42859 | -7.1429 | -0.00028571 | 0 | 0 | 5.1435 | 0
[17 empty] | 51919.9368 | 51922.4369 |  | 961 | 0.0001556 | 63.79% | 2294162.7127 | 0.0001556 | 63.79% | 2294162.7127 | 9 | 51974.939 | 1525.061 | -625003050.122 | 2325811.0537 | 0.3721% | 0.43573 | 1 | 0.43573 | -7.1429 | -0.00028571 | 0 | 0 | 5.4049 | 0 | 0
[5 empty] | 10 | 51924.937 | 1575.063 | 1 | -625003150.126 | 2480823.454 | 0.3969% | -33424.587 | -624933150.826 | 1117203016.1206 | 0% | 5.9542 |  | 0 |  | 960 | 0.00015959 | 63.91% | 2279801.236 | 0.00015959 | 63.91% | 2279801.236 | 8 | 51949.938 | 1550.062 | -625003100.124 | 2402692.2038 | 0.3844% | 0.44287 | 1 | 0.44287 | -7.1429 | -0.00028571 | 0 | 0 | 5.6751 | 0 | 0
[5 empty] | 9 | 51922.4369 | 1577.5631 | 1 | -625003155.1262 | 2488705.3345 | 0.3982% | -33422.0869 | -624933155.8262 | 1117035892.7511 | 0% | 5.9826 | 0 | 51922.4369 |  | 959 | 0.00016358 | 64.02% | 2265662.4392 | 0.00016358 | 64.02% | 2265662.4392 | 7 | 51924.937 | 1575.063 | -625003150.126 | 2480823.454 | 0.3969% | 0.45002 | 1 | 0.45002 | -7.1429 | -0.00028571 | 0 | 0 | 5.9542 | 51924.937 | 0
[5 empty] | 8 | 51919.9368 | 1580.0632 | 1 | -625003160.1264 | 2496599.716 | 0.3995% | -33419.5868 | -624933160.8264 | 1116868781.8827 | 0% | 6.0111 | 51919.9368 | 0 |  | 958 | 0.00016756 | 64.13% | 2251738.2234 | 0.00016756 | 64.13% | 2251738.2234 | 6 | 51899.936 | 1600.064 | -625003200.128 | 2560204.8041 | 0.4096% | 0.45716 | 1 | 0.45716 | -7.1429 | -0.00028571 | 0 | 0 | 6.2422 | 0 | 51899.936
[5 empty] | 7 | 51917.4367 | 1582.5633 | 1 | -625003165.1266 | 2504506.5985 | 0.4007% | -33417.0867 | -624933165.8266 | 1116701683.5153 | 0% | 6.0397 | 0 | 0 |  | 957 | 0.00017155 | 64.24% | 2238020.969 | 0.00017155 | 64.24% | 2238020.969 | 5 | 51874.935 | 1625.065 | -625003250.13 | 2640836.2542 | 0.4225% | 0.4643 | 1 | 0.4643 | -7.1429 | -0.00028571 | 0 | 0 | 6.5394 | 0 | 0
[5 empty] | 6 | 51914.9366 | 1585.0634 | 1 | -625003170.1268 | 2512425.982 | 0.402% | -33414.5866 | -624933170.8268 | 1116534597.6489 | 0% | 6.0683 | 0 | 0 |  | 956 | 0.00017554 | 64.35% | 2224503.4967 | 0.00017554 | 64.35% | 2224503.4967 | 4 | 51849.934 | 1650.066 | -625003300.132 | 2722717.8044 | 0.4356% | 0.47145 | 1 | 0.47145 | -7.1429 | -0.00028571 | 0 | 0 | 6.8459 | 0 | 0
[5 empty] | 5 | 51912.4365 | 1587.5635 | 1 | -625003175.127 | 2520357.8665 | 0.4033% | -33412.0865 | -624933175.827 | 1116367524.2835 | 0% | 6.0971 | 0 | 0 |  | 955 | 0.00017953 | 64.45% | 2211179.0334 | 0.00017953 | 64.45% | 2211179.0334 | 3 | 51824.933 | 1675.067 | -625003350.134 | 2805849.4545 | 0.4489% | 0.47859 | 1 | 0.47859 | -7.1429 | -0.00028571 | 0 | 0 | 7.1619 | 0 | 0
[5 empty] | 4 | 51909.9364 | 1590.0636 | 1 | -625003180.1272 | 2528302.252 | 0.4045% | -33409.5864 | -624933180.8272 | 1116200463.4191 | 0% | 6.1259 | 0 | 0 |  | 954 | 0.00018352 | 64.56% | 2198041.1799 | 0.00018352 | 64.56% | 2198041.1799 | 2 | 51799.932 | 1700.068 | -625003400.136 | 2890231.2046 | 0.4624% | 0.48573 | 1 | 0.48573 | -7.1429 | -0.00028571 | 0 | 0 | 7.4873 | 0 | 0
[5 empty] | 3 | 51907.4363 | 1592.5637 | 1 | -625003185.1274 | 2536259.1386 | 0.4058% | -33407.0863 | -624933185.8274 | 1116033415.0556 | 0% | 6.1549 | 0 | 0 |  | 953 | 0.00018751 | 64.66% | 2185083.8831 | 0.00018751 | 64.66% | 2185083.8831 | 1 | 51774.931 | 1725.069 | -625003450.138 | 2975863.0548 | 0.4761% | 0.49288 | 1 | 0.49288 | -7.1429 | -0.00028571 | 0 | 0 | 7.8225 | 0 | 0
[5 empty] | 2 | 51904.9362 | 1595.0638 | 1 | -625003190.1276 | 2544228.5261 | 0.4071% | -33404.5862 | -624933190.8276 | 1115866379.1932 | 0% | 6.1839 | 0 | 0 |  | 952 | 0.0001915 | 64.77% | 2172301.4102 | 0.0001915 | 64.77% | 2172301.4102 | 0 | 51749.93 | 1750.07 | -625003500.14 | 3062745.0049 | 0.49% | 0.50002 | 1 | 0.50002 | -7.1429 | -0.00028571 | 0 | 0 | 8.1676 |  | 0
[5 empty] | 1 | 51902.4361 | 1597.5639 | 1 | -625003195.1278 | 2552210.4146 | 0.4084% | -33402.0861 | -624933195.8278 | 1115699355.8318 | 0% | 6.213 | 0 | 0 |  | 951 | 0.00019549 | 64.87% | 2159688.3256 | 0.00019549 | 64.87% | 2159688.3256
[5 empty] | 0 | 51899.936 | 1600.064 | 1 | -625003200.128 | 2560204.8041 | 0.4096% | -33399.586 | -624933200.828 | 1115532344.9714 | 0% | 6.2422 | 0 |  |  | 950 | 0.00019948 | 64.97% | 2147239.4695 | 0.00019948 | 64.97% | 2147239.4695 |  | KK.3 | S.3 | b.3 | c.3 | D0.3 | f.3 | j.3 | m.3 | n.3 | p.3 | q.3 | r.3 |  | 51922.4369 | 51919.9368
[20 empty] | 949 | 0.00020347 | 65.07% | 2134949.939 | 0.00020347 | 65.07% | 2134949.939 | 10 | 51924.937 | 1575.063 | -625003150.126 | 2480823.454 | 0.3969% | 0.45002 | 1 | 0.45002 | -7.1429 | -0.00028571 | 0 | 0 | 5.9542 | 0
[5 empty] | 10 | 51922.4369 | 1577.5631 | 1 | -625003155.1262 | 2488705.3345 | 0.3982% | -33422.0869 | -624933155.8262 | 1117035892.7511 | 0% | 5.9826 |  |  |  | 948 | 0.00020746 | 65.17% | 2122815.0703 | 0.00020746 | 65.17% | 2122815.0703 | 9 | 51922.4369 | 1577.5631 | -625003155.1262 | 2488705.3345 | 0.3982% | 0.45073 | 1 | 0.45073 | -7.1429 | -0.00028571 | 0 | 0 | 5.9826 | 51922.4369 | 0
[5 empty] | 9 | 51922.1869 | 1577.8131 | 1 | -625003155.6262 | 2489494.2101 | 0.3983% | -33421.8369 | -624933156.3262 | 1117019181.1018 | 0% | 5.9854 | 0 |  |  | 947 | 0.00021145 | 65.27% | 2110830.4229 | 0.00021145 | 65.27% | 2110830.4229 | 8 | 51919.9368 | 1580.0632 | -625003160.1264 | 2496599.716 | 0.3995% | 0.45145 | 1 | 0.45145 | -7.1429 | -0.00028571 | 0 | 0 | 6.0111 | 0 | 51919.9368
[5 empty] | 8 | 51921.9369 | 1578.0631 | 1 | -625003156.1262 | 2490283.2107 | 0.3984% | -33421.5869 | -624933156.8262 | 1117002469.5774 | 0% | 5.9883 | 0 |  |  | 946 | 0.00021544 | 65.37% | 2098991.7647 | 0.00021544 | 65.37% | 2098991.7647 | 7 | 51917.4367 | 1582.5633 | -625003165.1266 | 2504506.5985 | 0.4007% | 0.45216 | 1 | 0.45216 | -7.1429 | -0.00028571 | 0 | 0 | 6.0397 | 0 | 0
[5 empty] | 7 | 51921.6869 | 1578.3131 | 1 | -625003156.6263 | 2491072.3363 | 0.3986% | -33421.3369 | -624933157.3263 | 1116985758.178 | 0% | 5.9911 | 0 |  |  | 945 | 0.00021943 | 65.46% | 2087295.0587 | 0.00021943 | 65.46% | 2087295.0587 | 6 | 51914.9366 | 1585.0634 | -625003170.1268 | 2512425.982 | 0.402% | 0.45288 | 1 | 0.45288 | -7.1429 | -0.00028571 | 0 | 0 | 6.0683 | 0 | 0
[5 empty] | 6 | 51921.4369 | 1578.5631 | 1 | -625003157.1263 | 2491861.587 | 0.3987% | -33421.0869 | -624933157.8263 | 1116969046.9037 | 0% | 5.994 | 0 |  |  | 944 | 0.00022342 | 65.56% | 2075736.4506 | 0.00022342 | 65.56% | 2075736.4506 | 5 | 51912.4365 | 1587.5635 | -625003175.127 | 2520357.8665 | 0.4033% | 0.45359 | 1 | 0.45359 | -7.1429 | -0.00028571 | 0 | 0 | 6.0971 | 0 | 0
[5 empty] | 5 | 51921.1868 | 1578.8131 | 1 | -625003157.6263 | 2492650.9626 | 0.3988% | -33420.8368 | -624933158.3263 | 1116952335.7543 | 0% | 5.9968 | 0 |  |  | 943 | 0.00022741 | 65.65% | 2064312.2574 | 0.00022741 | 65.65% | 2064312.2574 | 4 | 51909.9364 | 1590.0636 | -625003180.1272 | 2528302.252 | 0.4045% | 0.4543 | 1 | 0.4543 | -7.1429 | -0.00028571 | 0 | 0 | 6.1259 | 0 | 0
[5 empty] | 4 | 51920.9368 | 1579.0632 | 1 | -625003158.1263 | 2493440.4633 | 0.3989% | -33420.5868 | -624933158.8263 | 1116935624.73 | 0% | 5.9997 | 0 |  |  | 942 | 0.0002314 | 65.75% | 2053018.957 | 0.0002314 | 65.75% | 2053018.957 | 3 | 51907.4363 | 1592.5637 | -625003185.1274 | 2536259.1386 | 0.4058% | 0.45502 | 1 | 0.45502 | -7.1429 | -0.00028571 | 0 | 0 | 6.1549 | 0 | 0
[5 empty] | 3 | 51920.6868 | 1579.3132 | 1 | -625003158.6263 | 2494230.0889 | 0.3991% | -33420.3368 | -624933159.3263 | 1116918913.8307 | 0% | 6.0025 | 51920.9081 |  |  | 941 | 0.00023539 | 65.84% | 2041853.1785 | 0.00023539 | 65.84% | 2041853.1785 | 2 | 51904.9362 | 1595.0638 | -625003190.1276 | 2544228.5261 | 0.4071% | 0.45573 | 1 | 0.45573 | -7.1429 | -0.00028571 | 0 | 0 | 6.1839 | 0 | 0
[5 empty] | 2 | 51920.4368 | 1579.5632 | 1 | -625003159.1264 | 2495019.8396 | 0.3992% | -33420.0868 | -624933159.8264 | 1116902203.0563 | 0% | 6.0054 | 0 |  |  | 940 | 0.00023938 | 65.93% | 2030811.6931 | 0.00023938 | 65.93% | 2030811.6931 | 1 | 51902.4361 | 1597.5639 | -625003195.1278 | 2552210.4146 | 0.4084% | 0.45645 | 1 | 0.45645 | -7.1429 | -0.00028571 | 0 | 0 | 6.213 | 0 | 0
[5 empty] | 1 | 51920.1868 | 1579.8132 | 1 | -625003159.6264 | 2495809.7153 | 0.3993% | -33419.8368 | -624933160.3264 | 1116885492.407 | 0% | 6.0082 | 0 |  |  | 939 | 0.00024337 | 66.03% | 2019891.4062 | 0.00024337 | 66.03% | 2019891.4062 | 0 | 51899.936 | 1600.064 | -625003200.128 | 2560204.8041 | 0.4096% | 0.45716 | 1 | 0.45716 | -7.1429 | -0.00028571 | 0 | 0 | 6.2422 |  | 0
[5 empty] | 0 | 51919.9368 | 1580.0632 | 1 | -625003160.1264 | 2496599.716 | 0.3995% | -33419.5868 | -624933160.8264 | 1116868781.8827 | 0% | 6.0111 | 0 |  |  | 938 | 0.00024736 | 66.12% | 2009089.3494 | 0.00024736 | 66.12% | 2009089.3494
[6 empty] | Government / Policy variables | [13 empty] | 937 | 0.00025135 | 66.21% | 1998402.6735 | 0.00025135 | 66.21% | 1998402.6735 |  | KK.3 | S.3 | b.3 | c.3 | D0.3 | f.3 | j.3 | m.3 | n.3 | p.3 | q.3 | r.3 |  | 51920.9081
[6 empty] | KK | S.1 | a.1 | b.1 | c.1 | DDg | S.2 | b.2 | c.2 | DDc | Fs |  |  |  | 936 | 0.00025534 | 66.3% | 1987828.642 | 0.00025534 | 66.3% | 1987828.642 | 10 | 51922.4369 | 1577.5631 | -625003155.1262 | 2488705.3345 | 0.3982% | 0.45073 | 1 | 0.45073 | -7.1429 | -0.00028571 | 0 | 0 | 5.9826
[6 empty] | 51920.9081 | 1579.0919 | 1 | -625003158.1838 | 2493531.1978 | 0.399% | -33420.5581 | -624933158.8838 | 1116933704.369 | 0% | 6 |  |  |  | 935 | 0.00025933 | 66.39% | 1977364.6249 | 0.00025933 | 66.39% | 1977364.6249 | 9 | 51922.1869 | 1577.8131 | -625003155.6262 | 2489494.2101 | 0.3983% | 0.4508 | 1 | 0.4508 | -7.1429 | -0.00028571 | 0 | 0 | 5.9854 | 0
[6 empty] | k* | [8 empty] | Accurate to 1 part in | 131240259.6258 |  |  |  | 934 | 0.00026332 | 66.47% | 1967008.0929 | 0.00026332 | 66.47% | 1967008.0929 | 8 | 51921.9369 | 1578.0631 | -625003156.1262 | 2490283.2107 | 0.3984% | 0.45088 | 1 | 0.45088 | -7.1429 | -0.00028571 | 0 | 0 | 5.9883 | 0
[6 empty] | Optimal market S and D0 given policy-determined K | [13 empty] | 933 | 0.00026731 | 66.56% | 1956756.6123 | 0.00026731 | 66.56% | 1956756.6123 | 7 | 51921.6869 | 1578.3131 | -625003156.6263 | 2491072.3363 | 0.3986% | 0.45095 | 1 | 0.45095 | -7.1429 | -0.00028571 | 0 | 0 | 5.9911 | 0
[6 empty] | KK | S | a.1 | b.1 | c.1 | D0 | S.2 | b.2 | c.2 | DDc | Fs |  |  |  | 932 | 0.0002713 | 66.65% | 1946607.8396 | 0.0002713 | 66.65% | 1946607.8396 | 6 | 51921.4369 | 1578.5631 | -625003157.1263 | 2491861.587 | 0.3987% | 0.45102 | 1 | 0.45102 | -7.1429 | -0.00028571 | 0 | 0 | 5.994 | 0
[6 empty] | 51920.9081 | 1579.0919 | 1 | -625003158.1838 | 2493531.1978 | 0.399% | -33420.5581 | -624933158.8838 | 1116933704.369 | 0% | 6 |  |  |  | 931 | 0.00027528 | 66.73% | 1936559.5175 | 0.00027528 | 66.73% | 1936559.5175 | 5 | 51921.1868 | 1578.8131 | -625003157.6263 | 2492650.9626 | 0.3988% | 0.45109 | 1 | 0.45109 | -7.1429 | -0.00028571 | 0 | 0 | 5.9968 | 0
[20 empty] | 930 | 0.00027927 | 66.82% | 1926609.47 | 0.00027927 | 66.82% | 1926609.47 | 4 | 51920.9368 | 1579.0632 | -625003158.1263 | 2493440.4633 | 0.3989% | 0.45116 | 1 | 0.45116 | -7.1429 | -0.00028571 | 0 | 0 | 5.9997 | 0
[20 empty] | 929 | 0.00028326 | 66.9% | 1916755.5985 | 0.00028326 | 66.9% | 1916755.5985 | 3 | 51920.6868 | 1579.3132 | -625003158.6263 | 2494230.0889 | 0.3991% | 0.45123 | 1 | 0.45123 | -7.1429 | -0.00028571 | 0 | 0 | 6.0025 | 51920.9081
[20 empty] | 928 | 0.00028725 | 66.99% | 1906995.8782 | 0.00028725 | 66.99% | 1906995.8782 | 2 | 51920.4368 | 1579.5632 | -625003159.1264 | 2495019.8396 | 0.3992% | 0.4513 | 1 | 0.4513 | -7.1429 | -0.00028571 | 0 | 0 | 6.0054 | 0
[20 empty] | 927 | 0.00029124 | 67.07% | 1897328.3542 | 0.00029124 | 67.07% | 1897328.3542 | 1 | 51920.1868 | 1579.8132 | -625003159.6264 | 2495809.7153 | 0.3993% | 0.45138 | 1 | 0.45138 | -7.1429 | -0.00028571 | 0 | 0 | 6.0082 | 0
[20 empty] | 926 | 0.00029523 | 67.16% | 1887751.1385 | 0.00029523 | 67.16% | 1887751.1385 | 0 | 51919.9368 | 1580.0632 | -625003160.1264 | 2496599.716 | 0.3995% | 0.45145 | 1 | 0.45145 | -7.1429 | -0.00028571 | 0 | 0 | 6.0111 | 0
[20 empty] | 925 | 0.00029922 | 67.24% | 1878262.4065 | 0.00029922 | 67.24% | 1878262.4065
[20 empty] | 924 | 0.00030321 | 67.32% | 1868860.3944 | 0.00030321 | 67.32% | 1868860.3944 |  | Kopt |  |  |  | D0opt
[20 empty] | 923 | 0.0003072 | 67.4% | 1859543.3961 | 0.0003072 | 67.4% | 1859543.3961 |  | 51920.9081 | 1579.0919 | -625003158.1838 | 2493531.1978 | 0.399% | 0.45117 | 1 | 0.45117 | -7.1429 | -0.00028571 | 0 | 0 | 6
[20 empty] | 922 | 0.00031119 | 67.48% | 1850309.7608 | 0.00031119 | 67.48% | 1850309.7608
[20 empty] | 921 | 0.00031518 | 67.56% | 1841157.8903 | 0.00031518 | 67.56% | 1841157.8903
[20 empty] | 920 | 0.00031917 | 67.64% | 1832086.237 | 0.00031917 | 67.64% | 1832086.237
[20 empty] | 919 | 0.00032316 | 67.72% | 1823093.3014 | 0.00032316 | 67.72% | 1823093.3014
[20 empty] | 918 | 0.00032715 | 67.8% | 1814177.6303 | 0.00032715 | 67.8% | 1814177.6303
[20 empty] | 917 | 0.00033114 | 67.88% | 1805337.8144 | 0.00033114 | 67.88% | 1805337.8144
[20 empty] | 916 | 0.00033513 | 67.96% | 1796572.4869 | 0.00033513 | 67.96% | 1796572.4869
[20 empty] | 915 | 0.00033912 | 68.04% | 1787880.3216 | 0.00033912 | 68.04% | 1787880.3216
[20 empty] | 914 | 0.00034311 | 68.11% | 1779260.0312 | 0.00034311 | 68.11% | 1779260.0312
[20 empty] | 913 | 0.0003471 | 68.19% | 1770710.3655 | 0.0003471 | 68.19% | 1770710.3655
[20 empty] | 912 | 0.00035109 | 68.27% | 1762230.1103 | 0.00035109 | 68.27% | 1762230.1103
[20 empty] | 911 | 0.00035508 | 68.34% | 1753818.0859 | 0.00035508 | 68.34% | 1753818.0859
[20 empty] | 910 | 0.00035907 | 68.42% | 1745473.1454 | 0.00035907 | 68.42% | 1745473.1454
[20 empty] | 909 | 0.00036306 | 68.49% | 1737194.1738 | 0.00036306 | 68.49% | 1737194.1738
[20 empty] | 908 | 0.00036705 | 68.57% | 1728980.0866 | 0.00036705 | 68.57% | 1728980.0866
[20 empty] | 907 | 0.00037104 | 68.64% | 1720829.8289 | 0.00037104 | 68.64% | 1720829.8289
[20 empty] | 906 | 0.00037503 | 68.72% | 1712742.3737 | 0.00037503 | 68.72% | 1712742.3737
[20 empty] | 905 | 0.00037902 | 68.79% | 1704716.7216 | 0.00037902 | 68.79% | 1704716.7216
[20 empty] | 904 | 0.00038301 | 68.86% | 1696751.8993 | 0.00038301 | 68.86% | 1696751.8993
[20 empty] | 903 | 0.00038699 | 68.93% | 1688846.9586 | 0.00038699 | 68.93% | 1688846.9586
[20 empty] | 902 | 0.00039098 | 69.01% | 1681000.976 | 0.00039098 | 69.01% | 1681000.976
[20 empty] | 901 | 0.00039497 | 69.08% | 1673213.0514 | 0.00039497 | 69.08% | 1673213.0514
[20 empty] | 900 | 0.00039896 | 69.15% | 1665482.3071 | 0.00039896 | 69.15% | 1665482.3071
[20 empty] | 899 | 0.00040295 | 69.22% | 1657807.8878 | 0.00040295 | 69.22% | 1657807.8878
[20 empty] | 898 | 0.00040694 | 69.29% | 1650188.9587 | 0.00040694 | 69.29% | 1650188.9587
[20 empty] | 897 | 0.00041093 | 69.36% | 1642624.706 | 0.00041093 | 69.36% | 1642624.706
[20 empty] | 896 | 0.00041492 | 69.43% | 1635114.3353 | 0.00041492 | 69.43% | 1635114.3353
[20 empty] | 895 | 0.00041891 | 69.5% | 1627657.0712 | 0.00041891 | 69.5% | 1627657.0712
[20 empty] | 894 | 0.0004229 | 69.57% | 1620252.1568 | 0.0004229 | 69.57% | 1620252.1568
[20 empty] | 893 | 0.00042689 | 69.64% | 1612898.8532 | 0.00042689 | 69.64% | 1612898.8532
[20 empty] | 892 | 0.00043088 | 69.71% | 1605596.4384 | 0.00043088 | 69.71% | 1605596.4384
[20 empty] | 891 | 0.00043487 | 69.78% | 1598344.2073 | 0.00043487 | 69.78% | 1598344.2073
[20 empty] | 890 | 0.00043886 | 69.85% | 1591141.4708 | 0.00043886 | 69.85% | 1591141.4708
[20 empty] | 889 | 0.00044285 | 69.91% | 1583987.5555 | 0.00044285 | 69.91% | 1583987.5555
[20 empty] | 888 | 0.00044684 | 69.98% | 1576881.8032 | 0.00044684 | 69.98% | 1576881.8032
[20 empty] | 887 | 0.00045083 | 70.05% | 1569823.5702 | 0.00045083 | 70.05% | 1569823.5702
[20 empty] | 886 | 0.00045482 | 70.12% | 1562812.2271 | 0.00045482 | 70.12% | 1562812.2271
[20 empty] | 885 | 0.00045881 | 70.18% | 1555847.1582 | 0.00045881 | 70.18% | 1555847.1582
[20 empty] | 884 | 0.0004628 | 70.25% | 1548927.7614 | 0.0004628 | 70.25% | 1548927.7614
[20 empty] | 883 | 0.00046679 | 70.32% | 1542053.4472 | 0.00046679 | 70.32% | 1542053.4472
[20 empty] | 882 | 0.00047078 | 70.38% | 1535223.6389 | 0.00047078 | 70.38% | 1535223.6389
[20 empty] | 881 | 0.00047477 | 70.45% | 1528437.772 | 0.00047477 | 70.45% | 1528437.772
[20 empty] | 880 | 0.00047876 | 70.51% | 1521695.2936 | 0.00047876 | 70.51% | 1521695.2936
[20 empty] | 879 | 0.00048275 | 70.58% | 1514995.6626 | 0.00048275 | 70.58% | 1514995.6626
[20 empty] | 878 | 0.00048674 | 70.64% | 1508338.3489 | 0.00048674 | 70.64% | 1508338.3489
[20 empty] | 877 | 0.00049073 | 70.71% | 1501722.8332 | 0.00049073 | 70.71% | 1501722.8332
[20 empty] | 876 | 0.00049471 | 70.77% | 1495148.6068 | 0.00049471 | 70.77% | 1495148.6068
[20 empty] | 875 | 0.0004987 | 70.83% | 1488615.1713 | 0.0004987 | 70.83% | 1488615.1713
[20 empty] | 874 | 0.00050269 | 70.9% | 1482122.0381 | 0.00050269 | 70.9% | 1482122.0381
[20 empty] | 873 | 0.00050668 | 70.96% | 1475668.7284 | 0.00050668 | 70.96% | 1475668.7284
[20 empty] | 872 | 0.00051067 | 71.02% | 1469254.7727 | 0.00051067 | 71.02% | 1469254.7727
[20 empty] | 871 | 0.00051466 | 71.09% | 1462879.7108 | 0.00051466 | 71.09% | 1462879.7108
[20 empty] | 870 | 0.00051865 | 71.15% | 1456543.0912 | 0.00051865 | 71.15% | 1456543.0912
[20 empty] | 869 | 0.00052264 | 71.21% | 1450244.4713 | 0.00052264 | 71.21% | 1450244.4713
[20 empty] | 868 | 0.00052663 | 71.27% | 1443983.4168 | 0.00052663 | 71.27% | 1443983.4168
[20 empty] | 867 | 0.00053062 | 71.34% | 1437759.5015 | 0.00053062 | 71.34% | 1437759.5015
[20 empty] | 866 | 0.00053461 | 71.4% | 1431572.3074 | 0.00053461 | 71.4% | 1431572.3074
[20 empty] | 865 | 0.0005386 | 71.46% | 1425421.4241 | 0.0005386 | 71.46% | 1425421.4241
[20 empty] | 864 | 0.00054259 | 71.52% | 1419306.4491 | 0.00054259 | 71.52% | 1419306.4491
[20 empty] | 863 | 0.00054658 | 71.58% | 1413226.9869 | 0.00054658 | 71.58% | 1413226.9869
[20 empty] | 862 | 0.00055057 | 71.64% | 1407182.6494 | 0.00055057 | 71.64% | 1407182.6494
[20 empty] | 861 | 0.00055456 | 71.7% | 1401173.0555 | 0.00055456 | 71.7% | 1401173.0555
[20 empty] | 860 | 0.00055855 | 71.76% | 1395197.831 | 0.00055855 | 71.76% | 1395197.831
[20 empty] | 859 | 0.00056254 | 71.82% | 1389256.6083 | 0.00056254 | 71.82% | 1389256.6083
[20 empty] | 858 | 0.00056653 | 71.88% | 1383349.0262 | 0.00056653 | 71.88% | 1383349.0262
[20 empty] | 857 | 0.00057052 | 71.94% | 1377474.73 | 0.00057052 | 71.94% | 1377474.73
[20 empty] | 856 | 0.00057451 | 72% | 1371633.3713 | 0.00057451 | 72% | 1371633.3713
[20 empty] | 855 | 0.0005785 | 72.06% | 1365824.6074 | 0.0005785 | 72.06% | 1365824.6074
[20 empty] | 854 | 0.00058249 | 72.12% | 1360048.1018 | 0.00058249 | 72.12% | 1360048.1018
[20 empty] | 853 | 0.00058648 | 72.18% | 1354303.5236 | 0.00058648 | 72.18% | 1354303.5236
[20 empty] | 852 | 0.00059047 | 72.24% | 1348590.5475 | 0.00059047 | 72.24% | 1348590.5475
[20 empty] | 851 | 0.00059446 | 72.3% | 1342908.8539 | 0.00059446 | 72.3% | 1342908.8539
[20 empty] | 850 | 0.00059845 | 72.36% | 1337258.1282 | 0.00059845 | 72.36% | 1337258.1282
[20 empty] | 849 | 0.00060244 | 72.41% | 1331638.0614 | 0.00060244 | 72.41% | 1331638.0614
[20 empty] | 848 | 0.00060642 | 72.47% | 1326048.3494 | 0.00060642 | 72.47% | 1326048.3494
[20 empty] | 847 | 0.00061041 | 72.53% | 1320488.6931 | 0.00061041 | 72.53% | 1320488.6931
[20 empty] | 846 | 0.0006144 | 72.59% | 1314958.7983 | 0.0006144 | 72.59% | 1314958.7983
[20 empty] | 845 | 0.00061839 | 72.65% | 1309458.3757 | 0.00061839 | 72.65% | 1309458.3757
[20 empty] | 844 | 0.00062238 | 72.7% | 1303987.1404 | 0.00062238 | 72.7% | 1303987.1404
[20 empty] | 843 | 0.00062637 | 72.76% | 1298544.8122 | 0.00062637 | 72.76% | 1298544.8122
[20 empty] | 842 | 0.00063036 | 72.82% | 1293131.1154 | 0.00063036 | 72.82% | 1293131.1154
[20 empty] | 841 | 0.00063435 | 72.87% | 1287745.7787 | 0.00063435 | 72.87% | 1287745.7787
[20 empty] | 840 | 0.00063834 | 72.93% | 1282388.5348 | 0.00063834 | 72.93% | 1282388.5348
[20 empty] | 839 | 0.00064233 | 72.99% | 1277059.1208 | 0.00064233 | 72.99% | 1277059.1208
[20 empty] | 838 | 0.00064632 | 73.04% | 1271757.2779 | 0.00064632 | 73.04% | 1271757.2779
[20 empty] | 837 | 0.00065031 | 73.1% | 1266482.7511 | 0.00065031 | 73.1% | 1266482.7511
[20 empty] | 836 | 0.0006543 | 73.15% | 1261235.2895 | 0.0006543 | 73.15% | 1261235.2895
[20 empty] | 835 | 0.00065829 | 73.21% | 1256014.6458 | 0.00065829 | 73.21% | 1256014.6458
[20 empty] | 834 | 0.00066228 | 73.27% | 1250820.5766 | 0.00066228 | 73.27% | 1250820.5766
[20 empty] | 833 | 0.00066627 | 73.32% | 1245652.8423 | 0.00066627 | 73.32% | 1245652.8423
[20 empty] | 832 | 0.00067026 | 73.38% | 1240511.2064 | 0.00067026 | 73.38% | 1240511.2064
[20 empty] | 831 | 0.00067425 | 73.43% | 1235395.4365 | 0.00067425 | 73.43% | 1235395.4365
[20 empty] | 830 | 0.00067824 | 73.49% | 1230305.3033 | 0.00067824 | 73.49% | 1230305.3033
[20 empty] | 829 | 0.00068223 | 73.54% | 1225240.5808 | 0.00068223 | 73.54% | 1225240.5808
[20 empty] | 828 | 0.00068622 | 73.59% | 1220201.0465 | 0.00068622 | 73.59% | 1220201.0465
[20 empty] | 827 | 0.00069021 | 73.65% | 1215186.481 | 0.00069021 | 73.65% | 1215186.481
[20 empty] | 826 | 0.0006942 | 73.7% | 1210196.6683 | 0.0006942 | 73.7% | 1210196.6683
[20 empty] | 825 | 0.00069819 | 73.76% | 1205231.3951 | 0.00069819 | 73.76% | 1205231.3951
[20 empty] | 824 | 0.00070218 | 73.81% | 1200290.4514 | 0.00070218 | 73.81% | 1200290.4514
[20 empty] | 823 | 0.00070617 | 73.86% | 1195373.6303 | 0.00070617 | 73.86% | 1195373.6303
[20 empty] | 822 | 0.00071016 | 73.92% | 1190480.7275 | 0.00071016 | 73.92% | 1190480.7275
[20 empty] | 821 | 0.00071415 | 73.97% | 1185611.5417 | 0.00071415 | 73.97% | 1185611.5417
[20 empty] | 820 | 0.00071813 | 74.02% | 1180765.8746 | 0.00071813 | 74.02% | 1180765.8746
[20 empty] | 819 | 0.00072212 | 74.08% | 1175943.5303 | 0.00072212 | 74.08% | 1175943.5303
[20 empty] | 818 | 0.00072611 | 74.13% | 1171144.3159 | 0.00072611 | 74.13% | 1171144.3159
[20 empty] | 817 | 0.0007301 | 74.18% | 1166368.0409 | 0.0007301 | 74.18% | 1166368.0409
[20 empty] | 816 | 0.00073409 | 74.24% | 1161614.5177 | 0.00073409 | 74.24% | 1161614.5177
[20 empty] | 815 | 0.00073808 | 74.29% | 1156883.561 | 0.00073808 | 74.29% | 1156883.561
[20 empty] | 814 | 0.00074207 | 74.34% | 1152174.988 | 0.00074207 | 74.34% | 1152174.988
[20 empty] | 813 | 0.00074606 | 74.39% | 1147488.6185 | 0.00074606 | 74.39% | 1147488.6185
[20 empty] | 812 | 0.00075005 | 74.45% | 1142824.2746 | 0.00075005 | 74.45% | 1142824.2746
[20 empty] | 811 | 0.00075404 | 74.5% | 1138181.7809 | 0.00075404 | 74.5% | 1138181.7809
[20 empty] | 810 | 0.00075803 | 74.55% | 1133560.964 | 0.00075803 | 74.55% | 1133560.964
[20 empty] | 809 | 0.00076202 | 74.6% | 1128961.6532 | 0.00076202 | 74.6% | 1128961.6532
[20 empty] | 808 | 0.00076601 | 74.65% | 1124383.6798 | 0.00076601 | 74.65% | 1124383.6798
[20 empty] | 807 | 0.00077 | 74.7% | 1119826.8772 | 0.00077 | 74.7% | 1119826.8772
[20 empty] | 806 | 0.00077399 | 74.76% | 1115291.0811 | 0.00077399 | 74.76% | 1115291.0811
[20 empty] | 805 | 0.00077798 | 74.81% | 1110776.1293 | 0.00077798 | 74.81% | 1110776.1293
[20 empty] | 804 | 0.00078197 | 74.86% | 1106281.8618 | 0.00078197 | 74.86% | 1106281.8618
[20 empty] | 803 | 0.00078596 | 74.91% | 1101808.1203 | 0.00078596 | 74.91% | 1101808.1203
[20 empty] | 802 | 0.00078995 | 74.96% | 1097354.7488 | 0.00078995 | 74.96% | 1097354.7488
[20 empty] | 801 | 0.00079394 | 75.01% | 1092921.5932 | 0.00079394 | 75.01% | 1092921.5932
[20 empty] | 800 | 0.00079793 | 75.06% | 1088508.5012 | 0.00079793 | 75.06% | 1088508.5012
[20 empty] | 799 | 0.00080192 | 75.11% | 1084115.3227 | 0.00080192 | 75.11% | 1084115.3227
[20 empty] | 798 | 0.00080591 | 75.16% | 1079741.9091 | 0.00080591 | 75.16% | 1079741.9091
[20 empty] | 797 | 0.0008099 | 75.21% | 1075388.1139 | 0.0008099 | 75.21% | 1075388.1139
[20 empty] | 796 | 0.00081389 | 75.26% | 1071053.7922 | 0.00081389 | 75.26% | 1071053.7922
[20 empty] | 795 | 0.00081788 | 75.31% | 1066738.8012 | 0.00081788 | 75.31% | 1066738.8012
[20 empty] | 794 | 0.00082187 | 75.36% | 1062442.9994 | 0.00082187 | 75.36% | 1062442.9994
[20 empty] | 793 | 0.00082585 | 75.41% | 1058166.2474 | 0.00082585 | 75.41% | 1058166.2474
[20 empty] | 792 | 0.00082984 | 75.46% | 1053908.4072 | 0.00082984 | 75.46% | 1053908.4072
[20 empty] | 791 | 0.00083383 | 75.51% | 1049669.3427 | 0.00083383 | 75.51% | 1049669.3427
[20 empty] | 790 | 0.00083782 | 75.56% | 1045448.9193 | 0.00083782 | 75.56% | 1045448.9193
[20 empty] | 789 | 0.00084181 | 75.61% | 1041247.0039 | 0.00084181 | 75.61% | 1041247.0039
[20 empty] | 788 | 0.0008458 | 75.66% | 1037063.4651 | 0.0008458 | 75.66% | 1037063.4651
[20 empty] | 787 | 0.00084979 | 75.71% | 1032898.1731 | 0.00084979 | 75.71% | 1032898.1731
[20 empty] | 786 | 0.00085378 | 75.75% | 1028750.9996 | 0.00085378 | 75.75% | 1028750.9996
[20 empty] | 785 | 0.00085777 | 75.8% | 1024621.8176 | 0.00085777 | 75.8% | 1024621.8176
[20 empty] | 784 | 0.00086176 | 75.85% | 1020510.5018 | 0.00086176 | 75.85% | 1020510.5018
[20 empty] | 783 | 0.00086575 | 75.9% | 1016416.9283 | 0.00086575 | 75.9% | 1016416.9283
[20 empty] | 782 | 0.00086974 | 75.95% | 1012340.9745 | 0.00086974 | 75.95% | 1012340.9745
[20 empty] | 781 | 0.00087373 | 76% | 1008282.5194 | 0.00087373 | 76% | 1008282.5194
[20 empty] | 780 | 0.00087772 | 76.04% | 1004241.4432 | 0.00087772 | 76.04% | 1004241.4432
[20 empty] | 779 | 0.00088171 | 76.09% | 1000217.6277 | 0.00088171 | 76.09% | 1000217.6277
[20 empty] | 778 | 0.0008857 | 76.14% | 996210.9556 | 0.0008857 | 76.14% | 996210.9556
[20 empty] | 777 | 0.00088969 | 76.19% | 992221.3115 | 0.00088969 | 76.19% | 992221.3115
[20 empty] | 776 | 0.00089368 | 76.24% | 988248.5808 | 0.00089368 | 76.24% | 988248.5808
[20 empty] | 775 | 0.00089767 | 76.28% | 984292.6504 | 0.00089767 | 76.28% | 984292.6504
[20 empty] | 774 | 0.00090166 | 76.33% | 980353.4085 | 0.00090166 | 76.33% | 980353.4085
[20 empty] | 773 | 0.00090565 | 76.38% | 976430.7443 | 0.00090565 | 76.38% | 976430.7443
[20 empty] | 772 | 0.00090964 | 76.43% | 972524.5486 | 0.00090964 | 76.43% | 972524.5486
[20 empty] | 771 | 0.00091363 | 76.47% | 968634.7129 | 0.00091363 | 76.47% | 968634.7129
[20 empty] | 770 | 0.00091762 | 76.52% | 964761.1304 | 0.00091762 | 76.52% | 964761.1304
[20 empty] | 769 | 0.00092161 | 76.57% | 960903.6951 | 0.00092161 | 76.57% | 960903.6951
[20 empty] | 768 | 0.0009256 | 76.61% | 957062.3023 | 0.0009256 | 76.61% | 957062.3023
[20 empty] | 767 | 0.00092959 | 76.66% | 953236.8483 | 0.00092959 | 76.66% | 953236.8483
[20 empty] | 766 | 0.00093358 | 76.71% | 949427.2307 | 0.00093358 | 76.71% | 949427.2307
[20 empty] | 765 | 0.00093756 | 76.75% | 945633.348 | 0.00093756 | 76.75% | 945633.348
[20 empty] | 764 | 0.00094155 | 76.8% | 941855.1 | 0.00094155 | 76.8% | 941855.1
[20 empty] | 763 | 0.00094554 | 76.85% | 938092.3873 | 0.00094554 | 76.85% | 938092.3873
[20 empty] | 762 | 0.00094953 | 76.89% | 934345.1118 | 0.00094953 | 76.89% | 934345.1118
[20 empty] | 761 | 0.00095352 | 76.94% | 930613.1762 | 0.00095352 | 76.94% | 930613.1762
[20 empty] | 760 | 0.00095751 | 76.99% | 926896.4844 | 0.00095751 | 76.99% | 926896.4844
[20 empty] | 759 | 0.0009615 | 77.03% | 923194.9412 | 0.0009615 | 77.03% | 923194.9412
[20 empty] | 758 | 0.00096549 | 77.08% | 919508.4524 | 0.00096549 | 77.08% | 919508.4524
[20 empty] | 757 | 0.00096948 | 77.12% | 915836.9247 | 0.00096948 | 77.12% | 915836.9247
[20 empty] | 756 | 0.00097347 | 77.17% | 912180.266 | 0.00097347 | 77.17% | 912180.266
[20 empty] | 755 | 0.00097746 | 77.21% | 908538.385 | 0.00097746 | 77.21% | 908538.385
[20 empty] | 754 | 0.00098145 | 77.26% | 904911.1911 | 0.00098145 | 77.26% | 904911.1911
[20 empty] | 753 | 0.00098544 | 77.31% | 901298.595 | 0.00098544 | 77.31% | 901298.595
[20 empty] | 752 | 0.00098943 | 77.35% | 897700.5082 | 0.00098943 | 77.35% | 897700.5082
[20 empty] | 751 | 0.00099342 | 77.4% | 894116.8428 | 0.00099342 | 77.4% | 894116.8428
[20 empty] | 750 | 0.00099741 | 77.44% | 890547.5122 | 0.00099741 | 77.44% | 890547.5122
[20 empty] | 749 | 0.0010014 | 77.49% | 886992.4305 | 0.0010014 | 77.49% | 886992.4305
[20 empty] | 748 | 0.0010054 | 77.53% | 883451.5125 | 0.0010054 | 77.53% | 883451.5125
[20 empty] | 747 | 0.0010094 | 77.58% | 879924.674 | 0.0010094 | 77.58% | 879924.674
[20 empty] | 746 | 0.0010134 | 77.62% | 876411.8317 | 0.0010134 | 77.62% | 876411.8317
[20 empty] | 745 | 0.0010174 | 77.67% | 872912.9029 | 0.0010174 | 77.67% | 872912.9029
[20 empty] | 744 | 0.0010213 | 77.71% | 869427.8059 | 0.0010213 | 77.71% | 869427.8059
[20 empty] | 743 | 0.0010253 | 77.76% | 865956.4598 | 0.0010253 | 77.76% | 865956.4598
[20 empty] | 742 | 0.0010293 | 77.8% | 862498.7843 | 0.0010293 | 77.8% | 862498.7843
[20 empty] | 741 | 0.0010333 | 77.84% | 859054.7001 | 0.0010333 | 77.84% | 859054.7001
[20 empty] | 740 | 0.0010373 | 77.89% | 855624.1285 | 0.0010373 | 77.89% | 855624.1285
[20 empty] | 739 | 0.0010413 | 77.93% | 852206.9916 | 0.0010413 | 77.93% | 852206.9916
[20 empty] | 738 | 0.0010453 | 77.98% | 848803.2123 | 0.0010453 | 77.98% | 848803.2123
[20 empty] | 737 | 0.0010493 | 78.02% | 845412.7141 | 0.0010493 | 78.02% | 845412.7141
[20 empty] | 736 | 0.0010533 | 78.06% | 842035.4216 | 0.0010533 | 78.06% | 842035.4216
[20 empty] | 735 | 0.0010573 | 78.11% | 838671.2595 | 0.0010573 | 78.11% | 838671.2595
[20 empty] | 734 | 0.0010612 | 78.15% | 835320.1538 | 0.0010612 | 78.15% | 835320.1538
[20 empty] | 733 | 0.0010652 | 78.2% | 831982.0308 | 0.0010652 | 78.2% | 831982.0308
[20 empty] | 732 | 0.0010692 | 78.24% | 828656.8176 | 0.0010692 | 78.24% | 828656.8176
[20 empty] | 731 | 0.0010732 | 78.28% | 825344.4422 | 0.0010732 | 78.28% | 825344.4422
[20 empty] | 730 | 0.0010772 | 78.33% | 822044.8329 | 0.0010772 | 78.33% | 822044.8329
[20 empty] | 729 | 0.0010812 | 78.37% | 818757.9189 | 0.0010812 | 78.37% | 818757.9189
[20 empty] | 728 | 0.0010852 | 78.41% | 815483.63 | 0.0010852 | 78.41% | 815483.63
[20 empty] | 727 | 0.0010892 | 78.46% | 812221.8967 | 0.0010892 | 78.46% | 812221.8967
[20 empty] | 726 | 0.0010932 | 78.5% | 808972.6499 | 0.0010932 | 78.5% | 808972.6499
[20 empty] | 725 | 0.0010972 | 78.54% | 805735.8215 | 0.0010972 | 78.54% | 805735.8215
[20 empty] | 724 | 0.0011011 | 78.59% | 802511.3438 | 0.0011011 | 78.59% | 802511.3438
[20 empty] | 723 | 0.0011051 | 78.63% | 799299.1496 | 0.0011051 | 78.63% | 799299.1496
[20 empty] | 722 | 0.0011091 | 78.67% | 796099.1726 | 0.0011091 | 78.67% | 796099.1726
[20 empty] | 721 | 0.0011131 | 78.71% | 792911.3468 | 0.0011131 | 78.71% | 792911.3468
[20 empty] | 720 | 0.0011171 | 78.76% | 789735.607 | 0.0011171 | 78.76% | 789735.607
[20 empty] | 719 | 0.0011211 | 78.8% | 786571.8886 | 0.0011211 | 78.8% | 786571.8886
[20 empty] | 718 | 0.0011251 | 78.84% | 783420.1273 | 0.0011251 | 78.84% | 783420.1273
[20 empty] | 717 | 0.0011291 | 78.88% | 780280.2596 | 0.0011291 | 78.88% | 780280.2596
[20 empty] | 716 | 0.0011331 | 78.93% | 777152.2227 | 0.0011331 | 78.93% | 777152.2227
[20 empty] | 715 | 0.001137 | 78.97% | 774035.9539 | 0.001137 | 78.97% | 774035.9539
[20 empty] | 714 | 0.001141 | 79.01% | 770931.3915 | 0.001141 | 79.01% | 770931.3915
[20 empty] | 713 | 0.001145 | 79.05% | 767838.4741 | 0.001145 | 79.05% | 767838.4741
[20 empty] | 712 | 0.001149 | 79.1% | 764757.141 | 0.001149 | 79.1% | 764757.141
[20 empty] | 711 | 0.001153 | 79.14% | 761687.3317 | 0.001153 | 79.14% | 761687.3317
[20 empty] | 710 | 0.001157 | 79.18% | 758628.9865 | 0.001157 | 79.18% | 758628.9865
[20 empty] | 709 | 0.001161 | 79.22% | 755582.0463 | 0.001161 | 79.22% | 755582.0463
[20 empty] | 708 | 0.001165 | 79.26% | 752546.4522 | 0.001165 | 79.26% | 752546.4522
[20 empty] | 707 | 0.001169 | 79.3% | 749522.1461 | 0.001169 | 79.3% | 749522.1461
[20 empty] | 706 | 0.001173 | 79.35% | 746509.0702 | 0.001173 | 79.35% | 746509.0702
[20 empty] | 705 | 0.0011769 | 79.39% | 743507.1672 | 0.0011769 | 79.39% | 743507.1672
[20 empty] | 704 | 0.0011809 | 79.43% | 740516.3803 | 0.0011809 | 79.43% | 740516.3803
[20 empty] | 703 | 0.0011849 | 79.47% | 737536.6534 | 0.0011849 | 79.47% | 737536.6534
[20 empty] | 702 | 0.0011889 | 79.51% | 734567.9306 | 0.0011889 | 79.51% | 734567.9306
[20 empty] | 701 | 0.0011929 | 79.55% | 731610.1565 | 0.0011929 | 79.55% | 731610.1565
[20 empty] | 700 | 0.0011969 | 79.59% | 728663.2762 | 0.0011969 | 79.59% | 728663.2762
[20 empty] | 699 | 0.0012009 | 79.64% | 725727.2354 | 0.0012009 | 79.64% | 725727.2354
[20 empty] | 698 | 0.0012049 | 79.68% | 722801.9801 | 0.0012049 | 79.68% | 722801.9801
[20 empty] | 697 | 0.0012089 | 79.72% | 719887.4567 | 0.0012089 | 79.72% | 719887.4567
[20 empty] | 696 | 0.0012128 | 79.76% | 716983.6121 | 0.0012128 | 79.76% | 716983.6121
[20 empty] | 695 | 0.0012168 | 79.8% | 714090.3938 | 0.0012168 | 79.8% | 714090.3938
[20 empty] | 694 | 0.0012208 | 79.84% | 711207.7494 | 0.0012208 | 79.84% | 711207.7494
[20 empty] | 693 | 0.0012248 | 79.88% | 708335.6273 | 0.0012248 | 79.88% | 708335.6273
[20 empty] | 692 | 0.0012288 | 79.92% | 705473.9759 | 0.0012288 | 79.92% | 705473.9759
[20 empty] | 691 | 0.0012328 | 79.96% | 702622.7445 | 0.0012328 | 79.96% | 702622.7445
[20 empty] | 690 | 0.0012368 | 80% | 699781.8823 | 0.0012368 | 80% | 699781.8823
[20 empty] | 689 | 0.0012408 | 80.04% | 696951.3394 | 0.0012408 | 80.04% | 696951.3394
[20 empty] | 688 | 0.0012448 | 80.08% | 694131.0659 | 0.0012448 | 80.08% | 694131.0659
[20 empty] | 687 | 0.0012488 | 80.12% | 691321.0126 | 0.0012488 | 80.12% | 691321.0126
[20 empty] | 686 | 0.0012527 | 80.16% | 688521.1305 | 0.0012527 | 80.16% | 688521.1305
[20 empty] | 685 | 0.0012567 | 80.2% | 685731.371 | 0.0012567 | 80.2% | 685731.371
[20 empty] | 684 | 0.0012607 | 80.25% | 682951.686 | 0.0012607 | 80.25% | 682951.686
[20 empty] | 683 | 0.0012647 | 80.29% | 680182.0276 | 0.0012647 | 80.29% | 680182.0276
[20 empty] | 682 | 0.0012687 | 80.33% | 677422.3486 | 0.0012687 | 80.33% | 677422.3486
[20 empty] | 681 | 0.0012727 | 80.37% | 674672.6018 | 0.0012727 | 80.37% | 674672.6018
[20 empty] | 680 | 0.0012767 | 80.41% | 671932.7406 | 0.0012767 | 80.41% | 671932.7406
[20 empty] | 679 | 0.0012807 | 80.44% | 669202.7187 | 0.0012807 | 80.44% | 669202.7187
[20 empty] | 678 | 0.0012847 | 80.48% | 666482.4902 | 0.0012847 | 80.48% | 666482.4902
[20 empty] | 677 | 0.0012887 | 80.52% | 663772.0094 | 0.0012887 | 80.52% | 663772.0094
[20 empty] | 676 | 0.0012926 | 80.56% | 661071.2311 | 0.0012926 | 80.56% | 661071.2311
[20 empty] | 675 | 0.0012966 | 80.6% | 658380.1104 | 0.0012966 | 80.6% | 658380.1104
[20 empty] | 674 | 0.0013006 | 80.64% | 655698.6029 | 0.0013006 | 80.64% | 655698.6029
[20 empty] | 673 | 0.0013046 | 80.68% | 653026.6642 | 0.0013046 | 80.68% | 653026.6642
[20 empty] | 672 | 0.0013086 | 80.72% | 650364.2506 | 0.0013086 | 80.72% | 650364.2506
[20 empty] | 671 | 0.0013126 | 80.76% | 647711.3185 | 0.0013126 | 80.76% | 647711.3185
[20 empty] | 670 | 0.0013166 | 80.8% | 645067.8247 | 0.0013166 | 80.8% | 645067.8247
[20 empty] | 669 | 0.0013206 | 80.84% | 642433.7264 | 0.0013206 | 80.84% | 642433.7264
[20 empty] | 668 | 0.0013246 | 80.88% | 639808.9809 | 0.0013246 | 80.88% | 639808.9809
[20 empty] | 667 | 0.0013285 | 80.92% | 637193.5462 | 0.0013285 | 80.92% | 637193.5462
[20 empty] | 666 | 0.0013325 | 80.96% | 634587.3802 | 0.0013325 | 80.96% | 634587.3802
[20 empty] | 665 | 0.0013365 | 81% | 631990.4414 | 0.0013365 | 81% | 631990.4414
[20 empty] | 664 | 0.0013405 | 81.04% | 629402.6885 | 0.0013405 | 81.04% | 629402.6885
[20 empty] | 663 | 0.0013445 | 81.07% | 626824.0804 | 0.0013445 | 81.07% | 626824.0804
[20 empty] | 662 | 0.0013485 | 81.11% | 624254.5767 | 0.0013485 | 81.11% | 624254.5767
[20 empty] | 661 | 0.0013525 | 81.15% | 621694.1368 | 0.0013525 | 81.15% | 621694.1368
[20 empty] | 660 | 0.0013565 | 81.19% | 619142.7206 | 0.0013565 | 81.19% | 619142.7206
[20 empty] | 659 | 0.0013605 | 81.23% | 616600.2885 | 0.0013605 | 81.23% | 616600.2885
[20 empty] | 658 | 0.0013645 | 81.27% | 614066.8009 | 0.0013645 | 81.27% | 614066.8009
[20 empty] | 657 | 0.0013684 | 81.31% | 611542.2186 | 0.0013684 | 81.31% | 611542.2186
[20 empty] | 656 | 0.0013724 | 81.34% | 609026.5027 | 0.0013724 | 81.34% | 609026.5027
[20 empty] | 655 | 0.0013764 | 81.38% | 606519.6145 | 0.0013764 | 81.38% | 606519.6145
[20 empty] | 654 | 0.0013804 | 81.42% | 604021.5158 | 0.0013804 | 81.42% | 604021.5158
[20 empty] | 653 | 0.0013844 | 81.46% | 601532.1684 | 0.0013844 | 81.46% | 601532.1684
[20 empty] | 652 | 0.0013884 | 81.5% | 599051.5346 | 0.0013884 | 81.5% | 599051.5346
[20 empty] | 651 | 0.0013924 | 81.54% | 596579.5767 | 0.0013924 | 81.54% | 596579.5767
[20 empty] | 650 | 0.0013964 | 81.57% | 594116.2576 | 0.0013964 | 81.57% | 594116.2576
[20 empty] | 649 | 0.0014004 | 81.61% | 591661.5402 | 0.0014004 | 81.61% | 591661.5402
[20 empty] | 648 | 0.0014044 | 81.65% | 589215.3878 | 0.0014044 | 81.65% | 589215.3878
[20 empty] | 647 | 0.0014083 | 81.69% | 586777.7639 | 0.0014083 | 81.69% | 586777.7639
[20 empty] | 646 | 0.0014123 | 81.73% | 584348.6324 | 0.0014123 | 81.73% | 584348.6324
[20 empty] | 645 | 0.0014163 | 81.76% | 581927.9572 | 0.0014163 | 81.76% | 581927.9572
[20 empty] | 644 | 0.0014203 | 81.8% | 579515.7027 | 0.0014203 | 81.8% | 579515.7027
[20 empty] | 643 | 0.0014243 | 81.84% | 577111.8334 | 0.0014243 | 81.84% | 577111.8334
[20 empty] | 642 | 0.0014283 | 81.88% | 574716.314 | 0.0014283 | 81.88% | 574716.314
[20 empty] | 641 | 0.0014323 | 81.92% | 572329.1097 | 0.0014323 | 81.92% | 572329.1097
[20 empty] | 640 | 0.0014363 | 81.95% | 569950.1857 | 0.0014363 | 81.95% | 569950.1857
[20 empty] | 639 | 0.0014403 | 81.99% | 567579.5076 | 0.0014403 | 81.99% | 567579.5076
[20 empty] | 638 | 0.0014442 | 82.03% | 565217.041 | 0.0014442 | 82.03% | 565217.041
[20 empty] | 637 | 0.0014482 | 82.07% | 562862.752 | 0.0014482 | 82.07% | 562862.752
[20 empty] | 636 | 0.0014522 | 82.1% | 560516.6069 | 0.0014522 | 82.1% | 560516.6069
[20 empty] | 635 | 0.0014562 | 82.14% | 558178.572 | 0.0014562 | 82.14% | 558178.572
[20 empty] | 634 | 0.0014602 | 82.18% | 555848.6141 | 0.0014602 | 82.18% | 555848.6141
[20 empty] | 633 | 0.0014642 | 82.22% | 553526.7001 | 0.0014642 | 82.22% | 553526.7001
[20 empty] | 632 | 0.0014682 | 82.25% | 551212.7972 | 0.0014682 | 82.25% | 551212.7972
[20 empty] | 631 | 0.0014722 | 82.29% | 548906.8726 | 0.0014722 | 82.29% | 548906.8726
[20 empty] | 630 | 0.0014762 | 82.33% | 546608.8941 | 0.0014762 | 82.33% | 546608.8941
[20 empty] | 629 | 0.0014802 | 82.36% | 544318.8294 | 0.0014802 | 82.36% | 544318.8294
[20 empty] | 628 | 0.0014841 | 82.4% | 542036.6465 | 0.0014841 | 82.4% | 542036.6465
[20 empty] | 627 | 0.0014881 | 82.44% | 539762.3137 | 0.0014881 | 82.44% | 539762.3137
[20 empty] | 626 | 0.0014921 | 82.47% | 537495.7994 | 0.0014921 | 82.47% | 537495.7994
[20 empty] | 625 | 0.0014961 | 82.51% | 535237.0724 | 0.0014961 | 82.51% | 535237.0724
[20 empty] | 624 | 0.0015001 | 82.55% | 532986.1013 | 0.0015001 | 82.55% | 532986.1013
[20 empty] | 623 | 0.0015041 | 82.59% | 530742.8555 | 0.0015041 | 82.59% | 530742.8555
[20 empty] | 622 | 0.0015081 | 82.62% | 528507.304 | 0.0015081 | 82.62% | 528507.304
[20 empty] | 621 | 0.0015121 | 82.66% | 526279.4165 | 0.0015121 | 82.66% | 526279.4165
[20 empty] | 620 | 0.0015161 | 82.7% | 524059.1625 | 0.0015161 | 82.7% | 524059.1625
[20 empty] | 619 | 0.0015201 | 82.73% | 521846.5121 | 0.0015201 | 82.73% | 521846.5121
[20 empty] | 618 | 0.001524 | 82.77% | 519641.4352 | 0.001524 | 82.77% | 519641.4352
[20 empty] | 617 | 0.001528 | 82.8% | 517443.9022 | 0.001528 | 82.8% | 517443.9022
[20 empty] | 616 | 0.001532 | 82.84% | 515253.8835 | 0.001532 | 82.84% | 515253.8835
[20 empty] | 615 | 0.001536 | 82.88% | 513071.3498 | 0.001536 | 82.88% | 513071.3498
[20 empty] | 614 | 0.00154 | 82.91% | 510896.2719 | 0.00154 | 82.91% | 510896.2719
[20 empty] | 613 | 0.001544 | 82.95% | 508728.621 | 0.001544 | 82.95% | 508728.621
[20 empty] | 612 | 0.001548 | 82.99% | 506568.3681 | 0.001548 | 82.99% | 506568.3681
[20 empty] | 611 | 0.001552 | 83.02% | 504415.4848 | 0.001552 | 83.02% | 504415.4848
[20 empty] | 610 | 0.001556 | 83.06% | 502269.9427 | 0.001556 | 83.06% | 502269.9427
[20 empty] | 609 | 0.0015599 | 83.09% | 500131.7135 | 0.0015599 | 83.09% | 500131.7135
[20 empty] | 608 | 0.0015639 | 83.13% | 498000.7692 | 0.0015639 | 83.13% | 498000.7692
[20 empty] | 607 | 0.0015679 | 83.17% | 495877.0819 | 0.0015679 | 83.17% | 495877.0819
[20 empty] | 606 | 0.0015719 | 83.2% | 493760.6239 | 0.0015719 | 83.2% | 493760.6239
[20 empty] | 605 | 0.0015759 | 83.24% | 491651.3679 | 0.0015759 | 83.24% | 491651.3679
[20 empty] | 604 | 0.0015799 | 83.27% | 489549.2863 | 0.0015799 | 83.27% | 489549.2863
[20 empty] | 603 | 0.0015839 | 83.31% | 487454.3521 | 0.0015839 | 83.31% | 487454.3521
[20 empty] | 602 | 0.0015879 | 83.35% | 485366.5382 | 0.0015879 | 83.35% | 485366.5382
[20 empty] | 601 | 0.0015919 | 83.38% | 483285.8179 | 0.0015919 | 83.38% | 483285.8179
[20 empty] | 600 | 0.0015959 | 83.42% | 481212.1645 | 0.0015959 | 83.42% | 481212.1645
[20 empty] | 599 | 0.0015998 | 83.45% | 479145.5515 | 0.0015998 | 83.45% | 479145.5515
[20 empty] | 598 | 0.0016038 | 83.49% | 477085.9527 | 0.0016038 | 83.49% | 477085.9527
[20 empty] | 597 | 0.0016078 | 83.52% | 475033.3417 | 0.0016078 | 83.52% | 475033.3417
[20 empty] | 596 | 0.0016118 | 83.56% | 472987.6927 | 0.0016118 | 83.56% | 472987.6927
[20 empty] | 595 | 0.0016158 | 83.6% | 470948.9798 | 0.0016158 | 83.6% | 470948.9798
[20 empty] | 594 | 0.0016198 | 83.63% | 468917.1774 | 0.0016198 | 83.63% | 468917.1774
[20 empty] | 593 | 0.0016238 | 83.67% | 466892.2598 | 0.0016238 | 83.67% | 466892.2598
[20 empty] | 592 | 0.0016278 | 83.7% | 464874.2019 | 0.0016278 | 83.7% | 464874.2019
[20 empty] | 591 | 0.0016318 | 83.74% | 462862.9783 | 0.0016318 | 83.74% | 462862.9783
[20 empty] | 590 | 0.0016358 | 83.77% | 460858.564 | 0.0016358 | 83.77% | 460858.564
[20 empty] | 589 | 0.0016397 | 83.81% | 458860.9341 | 0.0016397 | 83.81% | 458860.9341
[20 empty] | 588 | 0.0016437 | 83.84% | 456870.0639 | 0.0016437 | 83.84% | 456870.0639
[20 empty] | 587 | 0.0016477 | 83.88% | 454885.9288 | 0.0016477 | 83.88% | 454885.9288
[20 empty] | 586 | 0.0016517 | 83.91% | 452908.5043 | 0.0016517 | 83.91% | 452908.5043
[20 empty] | 585 | 0.0016557 | 83.95% | 450937.7661 | 0.0016557 | 83.95% | 450937.7661
[20 empty] | 584 | 0.0016597 | 83.98% | 448973.6901 | 0.0016597 | 83.98% | 448973.6901
[20 empty] | 583 | 0.0016637 | 84.02% | 447016.2523 | 0.0016637 | 84.02% | 447016.2523
[20 empty] | 582 | 0.0016677 | 84.05% | 445065.4288 | 0.0016677 | 84.05% | 445065.4288
[20 empty] | 581 | 0.0016717 | 84.09% | 443121.1958 | 0.0016717 | 84.09% | 443121.1958
[20 empty] | 580 | 0.0016756 | 84.12% | 441183.5299 | 0.0016756 | 84.12% | 441183.5299
[20 empty] | 579 | 0.0016796 | 84.16% | 439252.4075 | 0.0016796 | 84.16% | 439252.4075
[20 empty] | 578 | 0.0016836 | 84.19% | 437327.8054 | 0.0016836 | 84.19% | 437327.8054
[20 empty] | 577 | 0.0016876 | 84.23% | 435409.7004 | 0.0016876 | 84.23% | 435409.7004
[20 empty] | 576 | 0.0016916 | 84.26% | 433498.0695 | 0.0016916 | 84.26% | 433498.0695
[20 empty] | 575 | 0.0016956 | 84.3% | 431592.8897 | 0.0016956 | 84.3% | 431592.8897
[20 empty] | 574 | 0.0016996 | 84.33% | 429694.1384 | 0.0016996 | 84.33% | 429694.1384
[20 empty] | 573 | 0.0017036 | 84.36% | 427801.7929 | 0.0017036 | 84.36% | 427801.7929
[20 empty] | 572 | 0.0017076 | 84.4% | 425915.8307 | 0.0017076 | 84.4% | 425915.8307
[20 empty] | 571 | 0.0017116 | 84.43% | 424036.2294 | 0.0017116 | 84.43% | 424036.2294
[20 empty] | 570 | 0.0017155 | 84.47% | 422162.9669 | 0.0017155 | 84.47% | 422162.9669
[20 empty] | 569 | 0.0017195 | 84.5% | 420296.021 | 0.0017195 | 84.5% | 420296.021
[20 empty] | 568 | 0.0017235 | 84.54% | 418435.3698 | 0.0017235 | 84.54% | 418435.3698
[20 empty] | 567 | 0.0017275 | 84.57% | 416580.9914 | 0.0017275 | 84.57% | 416580.9914
[20 empty] | 566 | 0.0017315 | 84.61% | 414732.8641 | 0.0017315 | 84.61% | 414732.8641
[20 empty] | 565 | 0.0017355 | 84.64% | 412890.9663 | 0.0017355 | 84.64% | 412890.9663
[20 empty] | 564 | 0.0017395 | 84.67% | 411055.2765 | 0.0017395 | 84.67% | 411055.2765
[20 empty] | 563 | 0.0017435 | 84.71% | 409225.7734 | 0.0017435 | 84.71% | 409225.7734
[20 empty] | 562 | 0.0017475 | 84.74% | 407402.4358 | 0.0017475 | 84.74% | 407402.4358
[20 empty] | 561 | 0.0017515 | 84.78% | 405585.2426 | 0.0017515 | 84.78% | 405585.2426
[20 empty] | 560 | 0.0017554 | 84.81% | 403774.1727 | 0.0017554 | 84.81% | 403774.1727
[20 empty] | 559 | 0.0017594 | 84.84% | 401969.2054 | 0.0017594 | 84.84% | 401969.2054
[20 empty] | 558 | 0.0017634 | 84.88% | 400170.3199 | 0.0017634 | 84.88% | 400170.3199
[20 empty] | 557 | 0.0017674 | 84.91% | 398377.4954 | 0.0017674 | 84.91% | 398377.4954
[20 empty] | 556 | 0.0017714 | 84.95% | 396590.7117 | 0.0017714 | 84.95% | 396590.7117
[20 empty] | 555 | 0.0017754 | 84.98% | 394809.9481 | 0.0017754 | 84.98% | 394809.9481
[20 empty] | 554 | 0.0017794 | 85.01% | 393035.1845 | 0.0017794 | 85.01% | 393035.1845
[20 empty] | 553 | 0.0017834 | 85.05% | 391266.4007 | 0.0017834 | 85.05% | 391266.4007
[20 empty] | 552 | 0.0017874 | 85.08% | 389503.5767 | 0.0017874 | 85.08% | 389503.5767
[20 empty] | 551 | 0.0017913 | 85.11% | 387746.6924 | 0.0017913 | 85.11% | 387746.6924
[20 empty] | 550 | 0.0017953 | 85.15% | 385995.7281 | 0.0017953 | 85.15% | 385995.7281
[20 empty] | 549 | 0.0017993 | 85.18% | 384250.664 | 0.0017993 | 85.18% | 384250.664
[20 empty] | 548 | 0.0018033 | 85.22% | 382511.4806 | 0.0018033 | 85.22% | 382511.4806
[20 empty] | 547 | 0.0018073 | 85.25% | 380778.1583 | 0.0018073 | 85.25% | 380778.1583
[20 empty] | 546 | 0.0018113 | 85.28% | 379050.6777 | 0.0018113 | 85.28% | 379050.6777
[20 empty] | 545 | 0.0018153 | 85.32% | 377329.0195 | 0.0018153 | 85.32% | 377329.0195
[20 empty] | 544 | 0.0018193 | 85.35% | 375613.1646 | 0.0018193 | 85.35% | 375613.1646
[20 empty] | 543 | 0.0018233 | 85.38% | 373903.0938 | 0.0018233 | 85.38% | 373903.0938
[20 empty] | 542 | 0.0018273 | 85.42% | 372198.7883 | 0.0018273 | 85.42% | 372198.7883
[20 empty] | 541 | 0.0018312 | 85.45% | 370500.229 | 0.0018312 | 85.45% | 370500.229
[20 empty] | 540 | 0.0018352 | 85.48% | 368807.3973 | 0.0018352 | 85.48% | 368807.3973
[20 empty] | 539 | 0.0018392 | 85.52% | 367120.2745 | 0.0018392 | 85.52% | 367120.2745
[20 empty] | 538 | 0.0018432 | 85.55% | 365438.8421 | 0.0018432 | 85.55% | 365438.8421
[20 empty] | 537 | 0.0018472 | 85.58% | 363763.0814 | 0.0018472 | 85.58% | 363763.0814
[20 empty] | 536 | 0.0018512 | 85.62% | 362092.9743 | 0.0018512 | 85.62% | 362092.9743
[20 empty] | 535 | 0.0018552 | 85.65% | 360428.5024 | 0.0018552 | 85.65% | 360428.5024
[20 empty] | 534 | 0.0018592 | 85.68% | 358769.6476 | 0.0018592 | 85.68% | 358769.6476
[20 empty] | 533 | 0.0018632 | 85.71% | 357116.3917 | 0.0018632 | 85.71% | 357116.3917
[20 empty] | 532 | 0.0018672 | 85.75% | 355468.7169 | 0.0018672 | 85.75% | 355468.7169
[20 empty] | 531 | 0.0018711 | 85.78% | 353826.6051 | 0.0018711 | 85.78% | 353826.6051
[20 empty] | 530 | 0.0018751 | 85.81% | 352190.0388 | 0.0018751 | 85.81% | 352190.0388
[20 empty] | 529 | 0.0018791 | 85.85% | 350559.0001 | 0.0018791 | 85.85% | 350559.0001
[20 empty] | 528 | 0.0018831 | 85.88% | 348933.4714 | 0.0018831 | 85.88% | 348933.4714
[20 empty] | 527 | 0.0018871 | 85.91% | 347313.4354 | 0.0018871 | 85.91% | 347313.4354
[20 empty] | 526 | 0.0018911 | 85.95% | 345698.8744 | 0.0018911 | 85.95% | 345698.8744
[20 empty] | 525 | 0.0018951 | 85.98% | 344089.7714 | 0.0018951 | 85.98% | 344089.7714
[20 empty] | 524 | 0.0018991 | 86.01% | 342486.1089 | 0.0018991 | 86.01% | 342486.1089
[20 empty] | 523 | 0.0019031 | 86.04% | 340887.8699 | 0.0019031 | 86.04% | 340887.8699
[20 empty] | 522 | 0.001907 | 86.08% | 339295.0373 | 0.001907 | 86.08% | 339295.0373
[20 empty] | 521 | 0.001911 | 86.11% | 337707.5943 | 0.001911 | 86.11% | 337707.5943
[20 empty] | 520 | 0.001915 | 86.14% | 336125.5238 | 0.001915 | 86.14% | 336125.5238
[20 empty] | 519 | 0.001919 | 86.17% | 334548.8091 | 0.001919 | 86.17% | 334548.8091
[20 empty] | 518 | 0.001923 | 86.21% | 332977.4336 | 0.001923 | 86.21% | 332977.4336
[20 empty] | 517 | 0.001927 | 86.24% | 331411.3806 | 0.001927 | 86.24% | 331411.3806
[20 empty] | 516 | 0.001931 | 86.27% | 329850.6336 | 0.001931 | 86.27% | 329850.6336
[20 empty] | 515 | 0.001935 | 86.3% | 328295.1762 | 0.001935 | 86.3% | 328295.1762
[20 empty] | 514 | 0.001939 | 86.34% | 326744.992 | 0.001939 | 86.34% | 326744.992
[20 empty] | 513 | 0.001943 | 86.37% | 325200.0647 | 0.001943 | 86.37% | 325200.0647
[20 empty] | 512 | 0.0019469 | 86.4% | 323660.3782 | 0.0019469 | 86.4% | 323660.3782
[20 empty] | 511 | 0.0019509 | 86.43% | 322125.9164 | 0.0019509 | 86.43% | 322125.9164
[20 empty] | 510 | 0.0019549 | 86.46% | 320596.6632 | 0.0019549 | 86.46% | 320596.6632
[20 empty] | 509 | 0.0019589 | 86.5% | 319072.6028 | 0.0019589 | 86.5% | 319072.6028
[20 empty] | 508 | 0.0019629 | 86.53% | 317553.7191 | 0.0019629 | 86.53% | 317553.7191
[20 empty] | 507 | 0.0019669 | 86.56% | 316039.9966 | 0.0019669 | 86.56% | 316039.9966
[20 empty] | 506 | 0.0019709 | 86.59% | 314531.4195 | 0.0019709 | 86.59% | 314531.4195
[20 empty] | 505 | 0.0019749 | 86.63% | 313027.9721 | 0.0019749 | 86.63% | 313027.9721
[20 empty] | 504 | 0.0019789 | 86.66% | 311529.6389 | 0.0019789 | 86.66% | 311529.6389
[20 empty] | 503 | 0.0019828 | 86.69% | 310036.4046 | 0.0019828 | 86.69% | 310036.4046
[20 empty] | 502 | 0.0019868 | 86.72% | 308548.2536 | 0.0019868 | 86.72% | 308548.2536
[20 empty] | 501 | 0.0019908 | 86.75% | 307065.1707 | 0.0019908 | 86.75% | 307065.1707
[20 empty] | 500 | 0.0019948 | 86.79% | 305587.1407 | 0.0019948 | 86.79% | 305587.1407
[20 empty] | 499 | 0.0019988 | 86.82% | 304114.1483 | 0.0019988 | 86.82% | 304114.1483
[20 empty] | 498 | 0.0020028 | 86.85% | 302646.1787 | 0.0020028 | 86.85% | 302646.1787
[20 empty] | 497 | 0.0020068 | 86.88% | 301183.2166 | 0.0020068 | 86.88% | 301183.2166
[20 empty] | 496 | 0.0020108 | 86.91% | 299725.2473 | 0.0020108 | 86.91% | 299725.2473
[20 empty] | 495 | 0.0020148 | 86.94% | 298272.2558 | 0.0020148 | 86.94% | 298272.2558
[20 empty] | 494 | 0.0020188 | 86.98% | 296824.2274 | 0.0020188 | 86.98% | 296824.2274
[20 empty] | 493 | 0.0020227 | 87.01% | 295381.1474 | 0.0020227 | 87.01% | 295381.1474
[20 empty] | 492 | 0.0020267 | 87.04% | 293943.0011 | 0.0020267 | 87.04% | 293943.0011
[20 empty] | 491 | 0.0020307 | 87.07% | 292509.774 | 0.0020307 | 87.07% | 292509.774
[20 empty] | 490 | 0.0020347 | 87.1% | 291081.4515 | 0.0020347 | 87.1% | 291081.4515
[20 empty] | 489 | 0.0020387 | 87.13% | 289658.0194 | 0.0020387 | 87.13% | 289658.0194
[20 empty] | 488 | 0.0020427 | 87.17% | 288239.4632 | 0.0020427 | 87.17% | 288239.4632
[20 empty] | 487 | 0.0020467 | 87.2% | 286825.7686 | 0.0020467 | 87.2% | 286825.7686
[20 empty] | 486 | 0.0020507 | 87.23% | 285416.9215 | 0.0020507 | 87.23% | 285416.9215
[20 empty] | 485 | 0.0020547 | 87.26% | 284012.9076 | 0.0020547 | 87.26% | 284012.9076
[20 empty] | 484 | 0.0020587 | 87.29% | 282613.713 | 0.0020587 | 87.29% | 282613.713
[20 empty] | 483 | 0.0020626 | 87.32% | 281219.3236 | 0.0020626 | 87.32% | 281219.3236
[20 empty] | 482 | 0.0020666 | 87.35% | 279829.7255 | 0.0020666 | 87.35% | 279829.7255
[20 empty] | 481 | 0.0020706 | 87.39% | 278444.9048 | 0.0020706 | 87.39% | 278444.9048
[20 empty] | 480 | 0.0020746 | 87.42% | 277064.8478 | 0.0020746 | 87.42% | 277064.8478
[20 empty] | 479 | 0.0020786 | 87.45% | 275689.5406 | 0.0020786 | 87.45% | 275689.5406
[20 empty] | 478 | 0.0020826 | 87.48% | 274318.9697 | 0.0020826 | 87.48% | 274318.9697
[20 empty] | 477 | 0.0020866 | 87.51% | 272953.1213 | 0.0020866 | 87.51% | 272953.1213
[20 empty] | 476 | 0.0020906 | 87.54% | 271591.9821 | 0.0020906 | 87.54% | 271591.9821
[20 empty] | 475 | 0.0020946 | 87.57% | 270235.5384 | 0.0020946 | 87.57% | 270235.5384
[20 empty] | 474 | 0.0020985 | 87.6% | 268883.7769 | 0.0020985 | 87.6% | 268883.7769
[20 empty] | 473 | 0.0021025 | 87.64% | 267536.6843 | 0.0021025 | 87.64% | 267536.6843
[20 empty] | 472 | 0.0021065 | 87.67% | 266194.2473 | 0.0021065 | 87.67% | 266194.2473
[20 empty] | 471 | 0.0021105 | 87.7% | 264856.4526 | 0.0021105 | 87.7% | 264856.4526
[20 empty] | 470 | 0.0021145 | 87.73% | 263523.2871 | 0.0021145 | 87.73% | 263523.2871
[20 empty] | 469 | 0.0021185 | 87.76% | 262194.7376 | 0.0021185 | 87.76% | 262194.7376
[20 empty] | 468 | 0.0021225 | 87.79% | 260870.7913 | 0.0021225 | 87.79% | 260870.7913
[20 empty] | 467 | 0.0021265 | 87.82% | 259551.435 | 0.0021265 | 87.82% | 259551.435
[20 empty] | 466 | 0.0021305 | 87.85% | 258236.6559 | 0.0021305 | 87.85% | 258236.6559
[20 empty] | 465 | 0.0021345 | 87.88% | 256926.4411 | 0.0021345 | 87.88% | 256926.4411
[20 empty] | 464 | 0.0021384 | 87.91% | 255620.7778 | 0.0021384 | 87.91% | 255620.7778
[20 empty] | 463 | 0.0021424 | 87.94% | 254319.6534 | 0.0021424 | 87.94% | 254319.6534
[20 empty] | 462 | 0.0021464 | 87.98% | 253023.0551 | 0.0021464 | 87.98% | 253023.0551
[20 empty] | 461 | 0.0021504 | 88.01% | 251730.9703 | 0.0021504 | 88.01% | 251730.9703
[20 empty] | 460 | 0.0021544 | 88.04% | 250443.3864 | 0.0021544 | 88.04% | 250443.3864
[20 empty] | 459 | 0.0021584 | 88.07% | 249160.291 | 0.0021584 | 88.07% | 249160.291
[20 empty] | 458 | 0.0021624 | 88.1% | 247881.6717 | 0.0021624 | 88.1% | 247881.6717
[20 empty] | 457 | 0.0021664 | 88.13% | 246607.5159 | 0.0021664 | 88.13% | 246607.5159
[20 empty] | 456 | 0.0021704 | 88.16% | 245337.8115 | 0.0021704 | 88.16% | 245337.8115
[20 empty] | 455 | 0.0021744 | 88.19% | 244072.5462 | 0.0021744 | 88.19% | 244072.5462
[20 empty] | 454 | 0.0021783 | 88.22% | 242811.7077 | 0.0021783 | 88.22% | 242811.7077
[20 empty] | 453 | 0.0021823 | 88.25% | 241555.2838 | 0.0021823 | 88.25% | 241555.2838
[20 empty] | 452 | 0.0021863 | 88.28% | 240303.2626 | 0.0021863 | 88.28% | 240303.2626
[20 empty] | 451 | 0.0021903 | 88.31% | 239055.6319 | 0.0021903 | 88.31% | 239055.6319
[20 empty] | 450 | 0.0021943 | 88.34% | 237812.3797 | 0.0021943 | 88.34% | 237812.3797
[20 empty] | 449 | 0.0021983 | 88.37% | 236573.4941 | 0.0021983 | 88.37% | 236573.4941
[20 empty] | 448 | 0.0022023 | 88.4% | 235338.9633 | 0.0022023 | 88.4% | 235338.9633
[20 empty] | 447 | 0.0022063 | 88.43% | 234108.7754 | 0.0022063 | 88.43% | 234108.7754
[20 empty] | 446 | 0.0022103 | 88.46% | 232882.9186 | 0.0022103 | 88.46% | 232882.9186
[20 empty] | 445 | 0.0022142 | 88.49% | 231661.3812 | 0.0022142 | 88.49% | 231661.3812
[20 empty] | 444 | 0.0022182 | 88.52% | 230444.1515 | 0.0022182 | 88.52% | 230444.1515
[20 empty] | 443 | 0.0022222 | 88.55% | 229231.2179 | 0.0022222 | 88.55% | 229231.2179
[20 empty] | 442 | 0.0022262 | 88.59% | 228022.5689 | 0.0022262 | 88.59% | 228022.5689
[20 empty] | 441 | 0.0022302 | 88.62% | 226818.1929 | 0.0022302 | 88.62% | 226818.1929
[20 empty] | 440 | 0.0022342 | 88.65% | 225618.0786 | 0.0022342 | 88.65% | 225618.0786
[20 empty] | 439 | 0.0022382 | 88.68% | 224422.2143 | 0.0022382 | 88.68% | 224422.2143
[20 empty] | 438 | 0.0022422 | 88.71% | 223230.5889 | 0.0022422 | 88.71% | 223230.5889
[20 empty] | 437 | 0.0022462 | 88.74% | 222043.191 | 0.0022462 | 88.74% | 222043.191
[20 empty] | 436 | 0.0022502 | 88.77% | 220860.0094 | 0.0022502 | 88.77% | 220860.0094
[20 empty] | 435 | 0.0022541 | 88.8% | 219681.0328 | 0.0022541 | 88.8% | 219681.0328
[20 empty] | 434 | 0.0022581 | 88.83% | 218506.25 | 0.0022581 | 88.83% | 218506.25
[20 empty] | 433 | 0.0022621 | 88.86% | 217335.65 | 0.0022621 | 88.86% | 217335.65
[20 empty] | 432 | 0.0022661 | 88.89% | 216169.2218 | 0.0022661 | 88.89% | 216169.2218
[20 empty] | 431 | 0.0022701 | 88.92% | 215006.9542 | 0.0022701 | 88.92% | 215006.9542
[20 empty] | 430 | 0.0022741 | 88.95% | 213848.8363 | 0.0022741 | 88.95% | 213848.8363
[20 empty] | 429 | 0.0022781 | 88.98% | 212694.8573 | 0.0022781 | 88.98% | 212694.8573
[20 empty] | 428 | 0.0022821 | 89.01% | 211545.0062 | 0.0022821 | 89.01% | 211545.0062
[20 empty] | 427 | 0.0022861 | 89.04% | 210399.2723 | 0.0022861 | 89.04% | 210399.2723
[20 empty] | 426 | 0.0022901 | 89.06% | 209257.6447 | 0.0022901 | 89.06% | 209257.6447
[20 empty] | 425 | 0.002294 | 89.09% | 208120.1127 | 0.002294 | 89.09% | 208120.1127
[20 empty] | 424 | 0.002298 | 89.12% | 206986.6657 | 0.002298 | 89.12% | 206986.6657
[20 empty] | 423 | 0.002302 | 89.15% | 205857.293 | 0.002302 | 89.15% | 205857.293
[20 empty] | 422 | 0.002306 | 89.18% | 204731.984 | 0.002306 | 89.18% | 204731.984
[20 empty] | 421 | 0.00231 | 89.21% | 203610.7282 | 0.00231 | 89.21% | 203610.7282
[20 empty] | 420 | 0.002314 | 89.24% | 202493.5151 | 0.002314 | 89.24% | 202493.5151
[20 empty] | 419 | 0.002318 | 89.27% | 201380.3342 | 0.002318 | 89.27% | 201380.3342
[20 empty] | 418 | 0.002322 | 89.3% | 200271.1752 | 0.002322 | 89.3% | 200271.1752
[20 empty] | 417 | 0.002326 | 89.33% | 199166.0276 | 0.002326 | 89.33% | 199166.0276
[20 empty] | 416 | 0.0023299 | 89.36% | 198064.8812 | 0.0023299 | 89.36% | 198064.8812
[20 empty] | 415 | 0.0023339 | 89.39% | 196967.7257 | 0.0023339 | 89.39% | 196967.7257
[20 empty] | 414 | 0.0023379 | 89.42% | 195874.5509 | 0.0023379 | 89.42% | 195874.5509
[20 empty] | 413 | 0.0023419 | 89.45% | 194785.3465 | 0.0023419 | 89.45% | 194785.3465
[20 empty] | 412 | 0.0023459 | 89.48% | 193700.1024 | 0.0023459 | 89.48% | 193700.1024
[20 empty] | 411 | 0.0023499 | 89.51% | 192618.8086 | 0.0023499 | 89.51% | 192618.8086
[20 empty] | 410 | 0.0023539 | 89.54% | 191541.4549 | 0.0023539 | 89.54% | 191541.4549
[20 empty] | 409 | 0.0023579 | 89.57% | 190468.0314 | 0.0023579 | 89.57% | 190468.0314
[20 empty] | 408 | 0.0023619 | 89.6% | 189398.5281 | 0.0023619 | 89.6% | 189398.5281
[20 empty] | 407 | 0.0023659 | 89.63% | 188332.9351 | 0.0023659 | 89.63% | 188332.9351
[20 empty] | 406 | 0.0023698 | 89.66% | 187271.2424 | 0.0023698 | 89.66% | 187271.2424
[20 empty] | 405 | 0.0023738 | 89.68% | 186213.4403 | 0.0023738 | 89.68% | 186213.4403
[20 empty] | 404 | 0.0023778 | 89.71% | 185159.5189 | 0.0023778 | 89.71% | 185159.5189
[20 empty] | 403 | 0.0023818 | 89.74% | 184109.4684 | 0.0023818 | 89.74% | 184109.4684
[20 empty] | 402 | 0.0023858 | 89.77% | 183063.2792 | 0.0023858 | 89.77% | 183063.2792
[20 empty] | 401 | 0.0023898 | 89.8% | 182020.9416 | 0.0023898 | 89.8% | 182020.9416
[20 empty] | 400 | 0.0023938 | 89.83% | 180982.4459 | 0.0023938 | 89.83% | 180982.4459
[20 empty] | 399 | 0.0023978 | 89.86% | 179947.7824 | 0.0023978 | 89.86% | 179947.7824
[20 empty] | 398 | 0.0024018 | 89.89% | 178916.9418 | 0.0024018 | 89.89% | 178916.9418
[20 empty] | 397 | 0.0024058 | 89.92% | 177889.9144 | 0.0024058 | 89.92% | 177889.9144
[20 empty] | 396 | 0.0024097 | 89.95% | 176866.6907 | 0.0024097 | 89.95% | 176866.6907
[20 empty] | 395 | 0.0024137 | 89.98% | 175847.2614 | 0.0024137 | 89.98% | 175847.2614
[20 empty] | 394 | 0.0024177 | 90% | 174831.6169 | 0.0024177 | 90% | 174831.6169
[20 empty] | 393 | 0.0024217 | 90.03% | 173819.748 | 0.0024217 | 90.03% | 173819.748
[20 empty] | 392 | 0.0024257 | 90.06% | 172811.6453 | 0.0024257 | 90.06% | 172811.6453
[20 empty] | 391 | 0.0024297 | 90.09% | 171807.2996 | 0.0024297 | 90.09% | 171807.2996
[20 empty] | 390 | 0.0024337 | 90.12% | 170806.7015 | 0.0024337 | 90.12% | 170806.7015
[20 empty] | 389 | 0.0024377 | 90.15% | 169809.8419 | 0.0024377 | 90.15% | 169809.8419
[20 empty] | 388 | 0.0024417 | 90.18% | 168816.7116 | 0.0024417 | 90.18% | 168816.7116
[20 empty] | 387 | 0.0024456 | 90.21% | 167827.3014 | 0.0024456 | 90.21% | 167827.3014
[20 empty] | 386 | 0.0024496 | 90.24% | 166841.6024 | 0.0024496 | 90.24% | 166841.6024
[20 empty] | 385 | 0.0024536 | 90.26% | 165859.6053 | 0.0024536 | 90.26% | 165859.6053
[20 empty] | 384 | 0.0024576 | 90.29% | 164881.3011 | 0.0024576 | 90.29% | 164881.3011
[20 empty] | 383 | 0.0024616 | 90.32% | 163906.681 | 0.0024616 | 90.32% | 163906.681
[20 empty] | 382 | 0.0024656 | 90.35% | 162935.7359 | 0.0024656 | 90.35% | 162935.7359
[20 empty] | 381 | 0.0024696 | 90.38% | 161968.4568 | 0.0024696 | 90.38% | 161968.4568
[20 empty] | 380 | 0.0024736 | 90.41% | 161004.8351 | 0.0024736 | 90.41% | 161004.8351
[20 empty] | 379 | 0.0024776 | 90.44% | 160044.8617 | 0.0024776 | 90.44% | 160044.8617
[20 empty] | 378 | 0.0024816 | 90.47% | 159088.5279 | 0.0024816 | 90.47% | 159088.5279
[20 empty] | 377 | 0.0024855 | 90.49% | 158135.8249 | 0.0024855 | 90.49% | 158135.8249
[20 empty] | 376 | 0.0024895 | 90.52% | 157186.7439 | 0.0024895 | 90.52% | 157186.7439
[20 empty] | 375 | 0.0024935 | 90.55% | 156241.2763 | 0.0024935 | 90.55% | 156241.2763
[20 empty] | 374 | 0.0024975 | 90.58% | 155299.4135 | 0.0024975 | 90.58% | 155299.4135
[20 empty] | 373 | 0.0025015 | 90.61% | 154361.1466 | 0.0025015 | 90.61% | 154361.1466
[20 empty] | 372 | 0.0025055 | 90.64% | 153426.4673 | 0.0025055 | 90.64% | 153426.4673
[20 empty] | 371 | 0.0025095 | 90.67% | 152495.3668 | 0.0025095 | 90.67% | 152495.3668
[20 empty] | 370 | 0.0025135 | 90.69% | 151567.8367 | 0.0025135 | 90.69% | 151567.8367
[20 empty] | 369 | 0.0025175 | 90.72% | 150643.8685 | 0.0025175 | 90.72% | 150643.8685
[20 empty] | 368 | 0.0025215 | 90.75% | 149723.4536 | 0.0025215 | 90.75% | 149723.4536
[20 empty] | 367 | 0.0025254 | 90.78% | 148806.5838 | 0.0025254 | 90.78% | 148806.5838
[20 empty] | 366 | 0.0025294 | 90.81% | 147893.2505 | 0.0025294 | 90.81% | 147893.2505
[20 empty] | 365 | 0.0025334 | 90.84% | 146983.4454 | 0.0025334 | 90.84% | 146983.4454
[20 empty] | 364 | 0.0025374 | 90.86% | 146077.1602 | 0.0025374 | 90.86% | 146077.1602
[20 empty] | 363 | 0.0025414 | 90.89% | 145174.3866 | 0.0025414 | 90.89% | 145174.3866
[20 empty] | 362 | 0.0025454 | 90.92% | 144275.1163 | 0.0025454 | 90.92% | 144275.1163
[20 empty] | 361 | 0.0025494 | 90.95% | 143379.3411 | 0.0025494 | 90.95% | 143379.3411
[20 empty] | 360 | 0.0025534 | 90.98% | 142487.0528 | 0.0025534 | 90.98% | 142487.0528
[20 empty] | 359 | 0.0025574 | 91% | 141598.2432 | 0.0025574 | 91% | 141598.2432
[20 empty] | 358 | 0.0025613 | 91.03% | 140712.9041 | 0.0025613 | 91.03% | 140712.9041
[20 empty] | 357 | 0.0025653 | 91.06% | 139831.0276 | 0.0025653 | 91.06% | 139831.0276
[20 empty] | 356 | 0.0025693 | 91.09% | 138952.6054 | 0.0025693 | 91.09% | 138952.6054
[20 empty] | 355 | 0.0025733 | 91.12% | 138077.6295 | 0.0025733 | 91.12% | 138077.6295
[20 empty] | 354 | 0.0025773 | 91.15% | 137206.0921 | 0.0025773 | 91.15% | 137206.0921
[20 empty] | 353 | 0.0025813 | 91.17% | 136337.9849 | 0.0025813 | 91.17% | 136337.9849
[20 empty] | 352 | 0.0025853 | 91.2% | 135473.3002 | 0.0025853 | 91.2% | 135473.3002
[20 empty] | 351 | 0.0025893 | 91.23% | 134612.03 | 0.0025893 | 91.23% | 134612.03
[20 empty] | 350 | 0.0025933 | 91.26% | 133754.1664 | 0.0025933 | 91.26% | 133754.1664
[20 empty] | 349 | 0.0025973 | 91.29% | 132899.7015 | 0.0025973 | 91.29% | 132899.7015
[20 empty] | 348 | 0.0026012 | 91.31% | 132048.6276 | 0.0026012 | 91.31% | 132048.6276
[20 empty] | 347 | 0.0026052 | 91.34% | 131200.9367 | 0.0026052 | 91.34% | 131200.9367
[20 empty] | 346 | 0.0026092 | 91.37% | 130356.6212 | 0.0026092 | 91.37% | 130356.6212
[20 empty] | 345 | 0.0026132 | 91.4% | 129515.6733 | 0.0026132 | 91.4% | 129515.6733
[20 empty] | 344 | 0.0026172 | 91.43% | 128678.0854 | 0.0026172 | 91.43% | 128678.0854
[20 empty] | 343 | 0.0026212 | 91.45% | 127843.8496 | 0.0026212 | 91.45% | 127843.8496
[20 empty] | 342 | 0.0026252 | 91.48% | 127012.9584 | 0.0026252 | 91.48% | 127012.9584
[20 empty] | 341 | 0.0026292 | 91.51% | 126185.4042 | 0.0026292 | 91.51% | 126185.4042
[20 empty] | 340 | 0.0026332 | 91.54% | 125361.1793 | 0.0026332 | 91.54% | 125361.1793
[20 empty] | 339 | 0.0026371 | 91.56% | 124540.2762 | 0.0026371 | 91.56% | 124540.2762
[20 empty] | 338 | 0.0026411 | 91.59% | 123722.6874 | 0.0026411 | 91.59% | 123722.6874
[20 empty] | 337 | 0.0026451 | 91.62% | 122908.4053 | 0.0026451 | 91.62% | 122908.4053
[20 empty] | 336 | 0.0026491 | 91.65% | 122097.4225 | 0.0026491 | 91.65% | 122097.4225
[20 empty] | 335 | 0.0026531 | 91.67% | 121289.7315 | 0.0026531 | 91.67% | 121289.7315
[20 empty] | 334 | 0.0026571 | 91.7% | 120485.325 | 0.0026571 | 91.7% | 120485.325
[20 empty] | 333 | 0.0026611 | 91.73% | 119684.1954 | 0.0026611 | 91.73% | 119684.1954
[20 empty] | 332 | 0.0026651 | 91.76% | 118886.3355 | 0.0026651 | 91.76% | 118886.3355
[20 empty] | 331 | 0.0026691 | 91.79% | 118091.7378 | 0.0026691 | 91.79% | 118091.7378
[20 empty] | 330 | 0.0026731 | 91.81% | 117300.3952 | 0.0026731 | 91.81% | 117300.3952
[20 empty] | 329 | 0.002677 | 91.84% | 116512.3002 | 0.002677 | 91.84% | 116512.3002
[20 empty] | 328 | 0.002681 | 91.87% | 115727.4457 | 0.002681 | 91.87% | 115727.4457
[20 empty] | 327 | 0.002685 | 91.9% | 114945.8245 | 0.002685 | 91.9% | 114945.8245
[20 empty] | 326 | 0.002689 | 91.92% | 114167.4292 | 0.002689 | 91.92% | 114167.4292
[20 empty] | 325 | 0.002693 | 91.95% | 113392.2528 | 0.002693 | 91.95% | 113392.2528
[20 empty] | 324 | 0.002697 | 91.98% | 112620.288 | 0.002697 | 91.98% | 112620.288
[20 empty] | 323 | 0.002701 | 92.01% | 111851.5278 | 0.002701 | 92.01% | 111851.5278
[20 empty] | 322 | 0.002705 | 92.03% | 111085.9651 | 0.002705 | 92.03% | 111085.9651
[20 empty] | 321 | 0.002709 | 92.06% | 110323.5928 | 0.002709 | 92.06% | 110323.5928
[20 empty] | 320 | 0.002713 | 92.09% | 109564.4038 | 0.002713 | 92.09% | 109564.4038
[20 empty] | 319 | 0.0027169 | 92.11% | 108808.3911 | 0.0027169 | 92.11% | 108808.3911
[20 empty] | 318 | 0.0027209 | 92.14% | 108055.5478 | 0.0027209 | 92.14% | 108055.5478
[20 empty] | 317 | 0.0027249 | 92.17% | 107305.8668 | 0.0027249 | 92.17% | 107305.8668
[20 empty] | 316 | 0.0027289 | 92.2% | 106559.3413 | 0.0027289 | 92.2% | 106559.3413
[20 empty] | 315 | 0.0027329 | 92.22% | 105815.9643 | 0.0027329 | 92.22% | 105815.9643
[20 empty] | 314 | 0.0027369 | 92.25% | 105075.7288 | 0.0027369 | 92.25% | 105075.7288
[20 empty] | 313 | 0.0027409 | 92.28% | 104338.6282 | 0.0027409 | 92.28% | 104338.6282
[20 empty] | 312 | 0.0027449 | 92.31% | 103604.6554 | 0.0027449 | 92.31% | 103604.6554
[20 empty] | 311 | 0.0027489 | 92.33% | 102873.8037 | 0.0027489 | 92.33% | 102873.8037
[20 empty] | 310 | 0.0027528 | 92.36% | 102146.0663 | 0.0027528 | 92.36% | 102146.0663
[20 empty] | 309 | 0.0027568 | 92.39% | 101421.4365 | 0.0027568 | 92.39% | 101421.4365
[20 empty] | 308 | 0.0027608 | 92.41% | 100699.9074 | 0.0027608 | 92.41% | 100699.9074
[20 empty] | 307 | 0.0027648 | 92.44% | 99981.4724 | 0.0027648 | 92.44% | 99981.4724
[20 empty] | 306 | 0.0027688 | 92.47% | 99266.1248 | 0.0027688 | 92.47% | 99266.1248
[20 empty] | 305 | 0.0027728 | 92.5% | 98553.8578 | 0.0027728 | 92.5% | 98553.8578
[20 empty] | 304 | 0.0027768 | 92.52% | 97844.665 | 0.0027768 | 92.52% | 97844.665
[20 empty] | 303 | 0.0027808 | 92.55% | 97138.5395 | 0.0027808 | 92.55% | 97138.5395
[20 empty] | 302 | 0.0027848 | 92.58% | 96435.4749 | 0.0027848 | 92.58% | 96435.4749
[20 empty] | 301 | 0.0027888 | 92.6% | 95735.4645 | 0.0027888 | 92.6% | 95735.4645
[20 empty] | 300 | 0.0027927 | 92.63% | 95038.5019 | 0.0027927 | 92.63% | 95038.5019
[20 empty] | 299 | 0.0027967 | 92.66% | 94344.5804 | 0.0027967 | 92.66% | 94344.5804
[20 empty] | 298 | 0.0028007 | 92.68% | 93653.6936 | 0.0028007 | 92.68% | 93653.6936
[20 empty] | 297 | 0.0028047 | 92.71% | 92965.8349 | 0.0028047 | 92.71% | 92965.8349
[20 empty] | 296 | 0.0028087 | 92.74% | 92280.9981 | 0.0028087 | 92.74% | 92280.9981
[20 empty] | 295 | 0.0028127 | 92.77% | 91599.1765 | 0.0028127 | 92.77% | 91599.1765
[20 empty] | 294 | 0.0028167 | 92.79% | 90920.3637 | 0.0028167 | 92.79% | 90920.3637
[20 empty] | 293 | 0.0028207 | 92.82% | 90244.5535 | 0.0028207 | 92.82% | 90244.5535
[20 empty] | 292 | 0.0028247 | 92.85% | 89571.7394 | 0.0028247 | 92.85% | 89571.7394
[20 empty] | 291 | 0.0028287 | 92.87% | 88901.9151 | 0.0028287 | 92.87% | 88901.9151
[20 empty] | 290 | 0.0028326 | 92.9% | 88235.0742 | 0.0028326 | 92.9% | 88235.0742
[20 empty] | 289 | 0.0028366 | 92.93% | 87571.2105 | 0.0028366 | 92.93% | 87571.2105
[20 empty] | 288 | 0.0028406 | 92.95% | 86910.3176 | 0.0028406 | 92.95% | 86910.3176
[20 empty] | 287 | 0.0028446 | 92.98% | 86252.3894 | 0.0028446 | 92.98% | 86252.3894
[20 empty] | 286 | 0.0028486 | 93.01% | 85597.4196 | 0.0028486 | 93.01% | 85597.4196
[20 empty] | 285 | 0.0028526 | 93.03% | 84945.4019 | 0.0028526 | 93.03% | 84945.4019
[20 empty] | 284 | 0.0028566 | 93.06% | 84296.3302 | 0.0028566 | 93.06% | 84296.3302
[20 empty] | 283 | 0.0028606 | 93.09% | 83650.1983 | 0.0028606 | 93.09% | 83650.1983
[20 empty] | 282 | 0.0028646 | 93.11% | 83007.0001 | 0.0028646 | 93.11% | 83007.0001
[20 empty] | 281 | 0.0028685 | 93.14% | 82366.7294 | 0.0028685 | 93.14% | 82366.7294
[20 empty] | 280 | 0.0028725 | 93.17% | 81729.3801 | 0.0028725 | 93.17% | 81729.3801
[20 empty] | 279 | 0.0028765 | 93.19% | 81094.9462 | 0.0028765 | 93.19% | 81094.9462
[20 empty] | 278 | 0.0028805 | 93.22% | 80463.4216 | 0.0028805 | 93.22% | 80463.4216
[20 empty] | 277 | 0.0028845 | 93.25% | 79834.8002 | 0.0028845 | 93.25% | 79834.8002
[20 empty] | 276 | 0.0028885 | 93.27% | 79209.076 | 0.0028885 | 93.27% | 79209.076
[20 empty] | 275 | 0.0028925 | 93.3% | 78586.243 | 0.0028925 | 93.3% | 78586.243
[20 empty] | 274 | 0.0028965 | 93.33% | 77966.2953 | 0.0028965 | 93.33% | 77966.2953
[20 empty] | 273 | 0.0029005 | 93.35% | 77349.2268 | 0.0029005 | 93.35% | 77349.2268
[20 empty] | 272 | 0.0029045 | 93.38% | 76735.0317 | 0.0029045 | 93.38% | 76735.0317
[20 empty] | 271 | 0.0029084 | 93.4% | 76123.7041 | 0.0029084 | 93.4% | 76123.7041
[20 empty] | 270 | 0.0029124 | 93.43% | 75515.2379 | 0.0029124 | 93.43% | 75515.2379
[20 empty] | 269 | 0.0029164 | 93.46% | 74909.6274 | 0.0029164 | 93.46% | 74909.6274
[20 empty] | 268 | 0.0029204 | 93.48% | 74306.8667 | 0.0029204 | 93.48% | 74306.8667
[20 empty] | 267 | 0.0029244 | 93.51% | 73706.9499 | 0.0029244 | 93.51% | 73706.9499
[20 empty] | 266 | 0.0029284 | 93.54% | 73109.8713 | 0.0029284 | 93.54% | 73109.8713
[20 empty] | 265 | 0.0029324 | 93.56% | 72515.625 | 0.0029324 | 93.56% | 72515.625
[20 empty] | 264 | 0.0029364 | 93.59% | 71924.2052 | 0.0029364 | 93.59% | 71924.2052
[20 empty] | 263 | 0.0029404 | 93.62% | 71335.6063 | 0.0029404 | 93.62% | 71335.6063
[20 empty] | 262 | 0.0029444 | 93.64% | 70749.8224 | 0.0029444 | 93.64% | 70749.8224
[20 empty] | 261 | 0.0029483 | 93.67% | 70166.8478 | 0.0029483 | 93.67% | 70166.8478
[20 empty] | 260 | 0.0029523 | 93.69% | 69586.6769 | 0.0029523 | 93.69% | 69586.6769
[20 empty] | 259 | 0.0029563 | 93.72% | 69009.304 | 0.0029563 | 93.72% | 69009.304
[20 empty] | 258 | 0.0029603 | 93.75% | 68434.7233 | 0.0029603 | 93.75% | 68434.7233
[20 empty] | 257 | 0.0029643 | 93.77% | 67862.9293 | 0.0029643 | 93.77% | 67862.9293
[20 empty] | 256 | 0.0029683 | 93.8% | 67293.9163 | 0.0029683 | 93.8% | 67293.9163
[20 empty] | 255 | 0.0029723 | 93.83% | 66727.6788 | 0.0029723 | 93.83% | 66727.6788
[20 empty] | 254 | 0.0029763 | 93.85% | 66164.2111 | 0.0029763 | 93.85% | 66164.2111
[20 empty] | 253 | 0.0029803 | 93.88% | 65603.5076 | 0.0029803 | 93.88% | 65603.5076
[20 empty] | 252 | 0.0029842 | 93.9% | 65045.5629 | 0.0029842 | 93.9% | 65045.5629
[20 empty] | 251 | 0.0029882 | 93.93% | 64490.3714 | 0.0029882 | 93.93% | 64490.3714
[20 empty] | 250 | 0.0029922 | 93.96% | 63937.9275 | 0.0029922 | 93.96% | 63937.9275
[20 empty] | 249 | 0.0029962 | 93.98% | 63388.2259 | 0.0029962 | 93.98% | 63388.2259
[20 empty] | 248 | 0.0030002 | 94.01% | 62841.2609 | 0.0030002 | 94.01% | 62841.2609
[20 empty] | 247 | 0.0030042 | 94.03% | 62297.0272 | 0.0030042 | 94.03% | 62297.0272
[20 empty] | 246 | 0.0030082 | 94.06% | 61755.5193 | 0.0030082 | 94.06% | 61755.5193
[20 empty] | 245 | 0.0030122 | 94.09% | 61216.7319 | 0.0030122 | 94.09% | 61216.7319
[20 empty] | 244 | 0.0030162 | 94.11% | 60680.6594 | 0.0030162 | 94.11% | 60680.6594
[20 empty] | 243 | 0.0030202 | 94.14% | 60147.2965 | 0.0030202 | 94.14% | 60147.2965
[20 empty] | 242 | 0.0030241 | 94.16% | 59616.6378 | 0.0030241 | 94.16% | 59616.6378
[20 empty] | 241 | 0.0030281 | 94.19% | 59088.678 | 0.0030281 | 94.19% | 59088.678
[20 empty] | 240 | 0.0030321 | 94.22% | 58563.4118 | 0.0030321 | 94.22% | 58563.4118
[20 empty] | 239 | 0.0030361 | 94.24% | 58040.8339 | 0.0030361 | 94.24% | 58040.8339
[20 empty] | 238 | 0.0030401 | 94.27% | 57520.9388 | 0.0030401 | 94.27% | 57520.9388
[20 empty] | 237 | 0.0030441 | 94.29% | 57003.7215 | 0.0030441 | 94.29% | 57003.7215
[20 empty] | 236 | 0.0030481 | 94.32% | 56489.1765 | 0.0030481 | 94.32% | 56489.1765
[20 empty] | 235 | 0.0030521 | 94.34% | 55977.2987 | 0.0030521 | 94.34% | 55977.2987
[20 empty] | 234 | 0.0030561 | 94.37% | 55468.0829 | 0.0030561 | 94.37% | 55468.0829
[20 empty] | 233 | 0.0030601 | 94.4% | 54961.5237 | 0.0030601 | 94.4% | 54961.5237
[20 empty] | 232 | 0.003064 | 94.42% | 54457.6161 | 0.003064 | 94.42% | 54457.6161
[20 empty] | 231 | 0.003068 | 94.45% | 53956.3548 | 0.003068 | 94.45% | 53956.3548
[20 empty] | 230 | 0.003072 | 94.47% | 53457.7347 | 0.003072 | 94.47% | 53457.7347
[20 empty] | 229 | 0.003076 | 94.5% | 52961.7507 | 0.003076 | 94.5% | 52961.7507
[20 empty] | 228 | 0.00308 | 94.52% | 52468.3976 | 0.00308 | 94.52% | 52468.3976
[20 empty] | 227 | 0.003084 | 94.55% | 51977.6703 | 0.003084 | 94.55% | 51977.6703
[20 empty] | 226 | 0.003088 | 94.58% | 51489.5636 | 0.003088 | 94.58% | 51489.5636
[20 empty] | 225 | 0.003092 | 94.6% | 51004.0727 | 0.003092 | 94.6% | 51004.0727
[20 empty] | 224 | 0.003096 | 94.63% | 50521.1923 | 0.003096 | 94.63% | 50521.1923
[20 empty] | 223 | 0.0030999 | 94.65% | 50040.9174 | 0.0030999 | 94.65% | 50040.9174
[20 empty] | 222 | 0.0031039 | 94.68% | 49563.2431 | 0.0031039 | 94.68% | 49563.2431
[20 empty] | 221 | 0.0031079 | 94.7% | 49088.1642 | 0.0031079 | 94.7% | 49088.1642
[20 empty] | 220 | 0.0031119 | 94.73% | 48615.6758 | 0.0031119 | 94.73% | 48615.6758
[20 empty] | 219 | 0.0031159 | 94.75% | 48145.773 | 0.0031159 | 94.75% | 48145.773
[20 empty] | 218 | 0.0031199 | 94.78% | 47678.4507 | 0.0031199 | 94.78% | 47678.4507
[20 empty] | 217 | 0.0031239 | 94.81% | 47213.704 | 0.0031239 | 94.81% | 47213.704
[20 empty] | 216 | 0.0031279 | 94.83% | 46751.5279 | 0.0031279 | 94.83% | 46751.5279
[20 empty] | 215 | 0.0031319 | 94.86% | 46291.9177 | 0.0031319 | 94.86% | 46291.9177
[20 empty] | 214 | 0.0031359 | 94.88% | 45834.8682 | 0.0031359 | 94.88% | 45834.8682
[20 empty] | 213 | 0.0031398 | 94.91% | 45380.3748 | 0.0031398 | 94.91% | 45380.3748
[20 empty] | 212 | 0.0031438 | 94.93% | 44928.4324 | 0.0031438 | 94.93% | 44928.4324
[20 empty] | 211 | 0.0031478 | 94.96% | 44479.0363 | 0.0031478 | 94.96% | 44479.0363
[20 empty] | 210 | 0.0031518 | 94.98% | 44032.1815 | 0.0031518 | 94.98% | 44032.1815
[20 empty] | 209 | 0.0031558 | 95.01% | 43587.8634 | 0.0031558 | 95.01% | 43587.8634
[20 empty] | 208 | 0.0031598 | 95.03% | 43146.077 | 0.0031598 | 95.03% | 43146.077
[20 empty] | 207 | 0.0031638 | 95.06% | 42706.8176 | 0.0031638 | 95.06% | 42706.8176
[20 empty] | 206 | 0.0031678 | 95.09% | 42270.0804 | 0.0031678 | 95.09% | 42270.0804
[20 empty] | 205 | 0.0031718 | 95.11% | 41835.8606 | 0.0031718 | 95.11% | 41835.8606
[20 empty] | 204 | 0.0031758 | 95.14% | 41404.1535 | 0.0031758 | 95.14% | 41404.1535
[20 empty] | 203 | 0.0031797 | 95.16% | 40974.9544 | 0.0031797 | 95.16% | 40974.9544
[20 empty] | 202 | 0.0031837 | 95.19% | 40548.2585 | 0.0031837 | 95.19% | 40548.2585
[20 empty] | 201 | 0.0031877 | 95.21% | 40124.0611 | 0.0031877 | 95.21% | 40124.0611
[20 empty] | 200 | 0.0031917 | 95.24% | 39702.3576 | 0.0031917 | 95.24% | 39702.3576
[20 empty] | 199 | 0.0031957 | 95.26% | 39283.1433 | 0.0031957 | 95.26% | 39283.1433
[20 empty] | 198 | 0.0031997 | 95.29% | 38866.4134 | 0.0031997 | 95.29% | 38866.4134
[20 empty] | 197 | 0.0032037 | 95.31% | 38452.1634 | 0.0032037 | 95.31% | 38452.1634
[20 empty] | 196 | 0.0032077 | 95.34% | 38040.3886 | 0.0032077 | 95.34% | 38040.3886
[20 empty] | 195 | 0.0032117 | 95.36% | 37631.0845 | 0.0032117 | 95.36% | 37631.0845
[20 empty] | 194 | 0.0032156 | 95.39% | 37224.2464 | 0.0032156 | 95.39% | 37224.2464
[20 empty] | 193 | 0.0032196 | 95.41% | 36819.8696 | 0.0032196 | 95.41% | 36819.8696
[20 empty] | 192 | 0.0032236 | 95.44% | 36417.9498 | 0.0032236 | 95.44% | 36417.9498
[20 empty] | 191 | 0.0032276 | 95.46% | 36018.4822 | 0.0032276 | 95.46% | 36018.4822
[20 empty] | 190 | 0.0032316 | 95.49% | 35621.4624 | 0.0032316 | 95.49% | 35621.4624
[20 empty] | 189 | 0.0032356 | 95.51% | 35226.8858 | 0.0032356 | 95.51% | 35226.8858
[20 empty] | 188 | 0.0032396 | 95.54% | 34834.7478 | 0.0032396 | 95.54% | 34834.7478
[20 empty] | 187 | 0.0032436 | 95.56% | 34445.0441 | 0.0032436 | 95.56% | 34445.0441
[20 empty] | 186 | 0.0032476 | 95.59% | 34057.7701 | 0.0032476 | 95.59% | 34057.7701
[20 empty] | 185 | 0.0032516 | 95.61% | 33672.9213 | 0.0032516 | 95.61% | 33672.9213
[20 empty] | 184 | 0.0032555 | 95.64% | 33290.4933 | 0.0032555 | 95.64% | 33290.4933
[20 empty] | 183 | 0.0032595 | 95.66% | 32910.4815 | 0.0032595 | 95.66% | 32910.4815
[20 empty] | 182 | 0.0032635 | 95.69% | 32532.8817 | 0.0032635 | 95.69% | 32532.8817
[20 empty] | 181 | 0.0032675 | 95.71% | 32157.6893 | 0.0032675 | 95.71% | 32157.6893
[20 empty] | 180 | 0.0032715 | 95.74% | 31784.9 | 0.0032715 | 95.74% | 31784.9
[20 empty] | 179 | 0.0032755 | 95.76% | 31414.5093 | 0.0032755 | 95.76% | 31414.5093
[20 empty] | 178 | 0.0032795 | 95.79% | 31046.5129 | 0.0032795 | 95.79% | 31046.5129
[20 empty] | 177 | 0.0032835 | 95.81% | 30680.9064 | 0.0032835 | 95.81% | 30680.9064
[20 empty] | 176 | 0.0032875 | 95.84% | 30317.6855 | 0.0032875 | 95.84% | 30317.6855
[20 empty] | 175 | 0.0032915 | 95.86% | 29956.8458 | 0.0032915 | 95.86% | 29956.8458
[20 empty] | 174 | 0.0032954 | 95.89% | 29598.383 | 0.0032954 | 95.89% | 29598.383
[20 empty] | 173 | 0.0032994 | 95.91% | 29242.2927 | 0.0032994 | 95.91% | 29242.2927
[20 empty] | 172 | 0.0033034 | 95.94% | 28888.5707 | 0.0033034 | 95.94% | 28888.5707
[20 empty] | 171 | 0.0033074 | 95.96% | 28537.2127 | 0.0033074 | 95.96% | 28537.2127
[20 empty] | 170 | 0.0033114 | 95.99% | 28188.2144 | 0.0033114 | 95.99% | 28188.2144
[20 empty] | 169 | 0.0033154 | 96.01% | 27841.5715 | 0.0033154 | 96.01% | 27841.5715
[20 empty] | 168 | 0.0033194 | 96.04% | 27497.2798 | 0.0033194 | 96.04% | 27497.2798
[20 empty] | 167 | 0.0033234 | 96.06% | 27155.3351 | 0.0033234 | 96.06% | 27155.3351
[20 empty] | 166 | 0.0033274 | 96.09% | 26815.7331 | 0.0033274 | 96.09% | 26815.7331
[20 empty] | 165 | 0.0033313 | 96.11% | 26478.4696 | 0.0033313 | 96.11% | 26478.4696
[20 empty] | 164 | 0.0033353 | 96.13% | 26143.5404 | 0.0033353 | 96.13% | 26143.5404
[20 empty] | 163 | 0.0033393 | 96.16% | 25810.9413 | 0.0033393 | 96.16% | 25810.9413
[20 empty] | 162 | 0.0033433 | 96.18% | 25480.6682 | 0.0033433 | 96.18% | 25480.6682
[20 empty] | 161 | 0.0033473 | 96.21% | 25152.7169 | 0.0033473 | 96.21% | 25152.7169
[20 empty] | 160 | 0.0033513 | 96.23% | 24827.0832 | 0.0033513 | 96.23% | 24827.0832
[20 empty] | 159 | 0.0033553 | 96.26% | 24503.763 | 0.0033553 | 96.26% | 24503.763
[20 empty] | 158 | 0.0033593 | 96.28% | 24182.7523 | 0.0033593 | 96.28% | 24182.7523
[20 empty] | 157 | 0.0033633 | 96.31% | 23864.0467 | 0.0033633 | 96.31% | 23864.0467
[20 empty] | 156 | 0.0033673 | 96.33% | 23547.6424 | 0.0033673 | 96.33% | 23547.6424
[20 empty] | 155 | 0.0033712 | 96.36% | 23233.5351 | 0.0033712 | 96.36% | 23233.5351
[20 empty] | 154 | 0.0033752 | 96.38% | 22921.7208 | 0.0033752 | 96.38% | 22921.7208
[20 empty] | 153 | 0.0033792 | 96.41% | 22612.1954 | 0.0033792 | 96.41% | 22612.1954
[20 empty] | 152 | 0.0033832 | 96.43% | 22304.955 | 0.0033832 | 96.43% | 22304.955
[20 empty] | 151 | 0.0033872 | 96.45% | 21999.9953 | 0.0033872 | 96.45% | 21999.9953
[20 empty] | 150 | 0.0033912 | 96.48% | 21697.3125 | 0.0033912 | 96.48% | 21697.3125
[20 empty] | 149 | 0.0033952 | 96.5% | 21396.9025 | 0.0033952 | 96.5% | 21396.9025
[20 empty] | 148 | 0.0033992 | 96.53% | 21098.7613 | 0.0033992 | 96.53% | 21098.7613
[20 empty] | 147 | 0.0034032 | 96.55% | 20802.8849 | 0.0034032 | 96.55% | 20802.8849
[20 empty] | 146 | 0.0034071 | 96.58% | 20509.2692 | 0.0034071 | 96.58% | 20509.2692
[20 empty] | 145 | 0.0034111 | 96.6% | 20217.9105 | 0.0034111 | 96.6% | 20217.9105
[20 empty] | 144 | 0.0034151 | 96.63% | 19928.8046 | 0.0034151 | 96.63% | 19928.8046
[20 empty] | 143 | 0.0034191 | 96.65% | 19641.9477 | 0.0034191 | 96.65% | 19641.9477
[20 empty] | 142 | 0.0034231 | 96.67% | 19357.3358 | 0.0034231 | 96.67% | 19357.3358
[20 empty] | 141 | 0.0034271 | 96.7% | 19074.9649 | 0.0034271 | 96.7% | 19074.9649
[20 empty] | 140 | 0.0034311 | 96.72% | 18794.8313 | 0.0034311 | 96.72% | 18794.8313
[20 empty] | 139 | 0.0034351 | 96.75% | 18516.9309 | 0.0034351 | 96.75% | 18516.9309
[20 empty] | 138 | 0.0034391 | 96.77% | 18241.2599 | 0.0034391 | 96.77% | 18241.2599
[20 empty] | 137 | 0.0034431 | 96.8% | 17967.8144 | 0.0034431 | 96.8% | 17967.8144
[20 empty] | 136 | 0.003447 | 96.82% | 17696.5905 | 0.003447 | 96.82% | 17696.5905
[20 empty] | 135 | 0.003451 | 96.84% | 17427.5844 | 0.003451 | 96.84% | 17427.5844
[20 empty] | 134 | 0.003455 | 96.87% | 17160.7922 | 0.003455 | 96.87% | 17160.7922
[20 empty] | 133 | 0.003459 | 96.89% | 16896.2102 | 0.003459 | 96.89% | 16896.2102
[20 empty] | 132 | 0.003463 | 96.92% | 16633.8344 | 0.003463 | 96.92% | 16633.8344
[20 empty] | 131 | 0.003467 | 96.94% | 16373.6611 | 0.003467 | 96.94% | 16373.6611
[20 empty] | 130 | 0.003471 | 96.97% | 16115.6864 | 0.003471 | 96.97% | 16115.6864
[20 empty] | 129 | 0.003475 | 96.99% | 15859.9067 | 0.003475 | 96.99% | 15859.9067
[20 empty] | 128 | 0.003479 | 97.01% | 15606.318 | 0.003479 | 97.01% | 15606.318
[20 empty] | 127 | 0.003483 | 97.04% | 15354.9167 | 0.003483 | 97.04% | 15354.9167
[20 empty] | 126 | 0.0034869 | 97.06% | 15105.6989 | 0.0034869 | 97.06% | 15105.6989
[20 empty] | 125 | 0.0034909 | 97.09% | 14858.661 | 0.0034909 | 97.09% | 14858.661
[20 empty] | 124 | 0.0034949 | 97.11% | 14613.7991 | 0.0034949 | 97.11% | 14613.7991
[20 empty] | 123 | 0.0034989 | 97.13% | 14371.1096 | 0.0034989 | 97.13% | 14371.1096
[20 empty] | 122 | 0.0035029 | 97.16% | 14130.5888 | 0.0035029 | 97.16% | 14130.5888
[20 empty] | 121 | 0.0035069 | 97.18% | 13892.2329 | 0.0035069 | 97.18% | 13892.2329
[20 empty] | 120 | 0.0035109 | 97.21% | 13656.0383 | 0.0035109 | 97.21% | 13656.0383
[20 empty] | 119 | 0.0035149 | 97.23% | 13422.0013 | 0.0035149 | 97.23% | 13422.0013
[20 empty] | 118 | 0.0035189 | 97.25% | 13190.1181 | 0.0035189 | 97.25% | 13190.1181
[20 empty] | 117 | 0.0035228 | 97.28% | 12960.3852 | 0.0035228 | 97.28% | 12960.3852
[20 empty] | 116 | 0.0035268 | 97.3% | 12732.7988 | 0.0035268 | 97.3% | 12732.7988
[20 empty] | 115 | 0.0035308 | 97.33% | 12507.3554 | 0.0035308 | 97.33% | 12507.3554
[20 empty] | 114 | 0.0035348 | 97.35% | 12284.0514 | 0.0035348 | 97.35% | 12284.0514
[20 empty] | 113 | 0.0035388 | 97.37% | 12062.883 | 0.0035388 | 97.37% | 12062.883
[20 empty] | 112 | 0.0035428 | 97.4% | 11843.8467 | 0.0035428 | 97.4% | 11843.8467
[20 empty] | 111 | 0.0035468 | 97.42% | 11626.9388 | 0.0035468 | 97.42% | 11626.9388
[20 empty] | 110 | 0.0035508 | 97.45% | 11412.1559 | 0.0035508 | 97.45% | 11412.1559
[20 empty] | 109 | 0.0035548 | 97.47% | 11199.4943 | 0.0035548 | 97.47% | 11199.4943
[20 empty] | 108 | 0.0035588 | 97.49% | 10988.9504 | 0.0035588 | 97.49% | 10988.9504
[20 empty] | 107 | 0.0035627 | 97.52% | 10780.5207 | 0.0035627 | 97.52% | 10780.5207
[20 empty] | 106 | 0.0035667 | 97.54% | 10574.2016 | 0.0035667 | 97.54% | 10574.2016
[20 empty] | 105 | 0.0035707 | 97.57% | 10369.9896 | 0.0035707 | 97.57% | 10369.9896
[20 empty] | 104 | 0.0035747 | 97.59% | 10167.8812 | 0.0035747 | 97.59% | 10167.8812
[20 empty] | 103 | 0.0035787 | 97.61% | 9967.8728 | 0.0035787 | 97.61% | 9967.8728
[20 empty] | 102 | 0.0035827 | 97.64% | 9769.9609 | 0.0035827 | 97.64% | 9769.9609
[20 empty] | 101 | 0.0035867 | 97.66% | 9574.1421 | 0.0035867 | 97.66% | 9574.1421
[20 empty] | 100 | 0.0035907 | 97.68% | 9380.4128 | 0.0035907 | 97.68% | 9380.4128
[20 empty] | 99 | 0.0035947 | 97.71% | 9188.7696 | 0.0035947 | 97.71% | 9188.7696
[20 empty] | 98 | 0.0035987 | 97.73% | 8999.2089 | 0.0035987 | 97.73% | 8999.2089
[20 empty] | 97 | 0.0036026 | 97.76% | 8811.7273 | 0.0036026 | 97.76% | 8811.7273
[20 empty] | 96 | 0.0036066 | 97.78% | 8626.3215 | 0.0036066 | 97.78% | 8626.3215
[20 empty] | 95 | 0.0036106 | 97.8% | 8442.9878 | 0.0036106 | 97.8% | 8442.9878
[20 empty] | 94 | 0.0036146 | 97.83% | 8261.7229 | 0.0036146 | 97.83% | 8261.7229
[20 empty] | 93 | 0.0036186 | 97.85% | 8082.5234 | 0.0036186 | 97.85% | 8082.5234
[20 empty] | 92 | 0.0036226 | 97.87% | 7905.3859 | 0.0036226 | 97.87% | 7905.3859
[20 empty] | 91 | 0.0036266 | 97.9% | 7730.3069 | 0.0036266 | 97.9% | 7730.3069
[20 empty] | 90 | 0.0036306 | 97.92% | 7557.283 | 0.0036306 | 97.92% | 7557.283
[20 empty] | 89 | 0.0036346 | 97.95% | 7386.3109 | 0.0036346 | 97.95% | 7386.3109
[20 empty] | 88 | 0.0036385 | 97.97% | 7217.3872 | 0.0036385 | 97.97% | 7217.3872
[20 empty] | 87 | 0.0036425 | 97.99% | 7050.5085 | 0.0036425 | 97.99% | 7050.5085
[20 empty] | 86 | 0.0036465 | 98.02% | 6885.6715 | 0.0036465 | 98.02% | 6885.6715
[20 empty] | 85 | 0.0036505 | 98.04% | 6722.8727 | 0.0036505 | 98.04% | 6722.8727
[20 empty] | 84 | 0.0036545 | 98.06% | 6562.109 | 0.0036545 | 98.06% | 6562.109
[20 empty] | 83 | 0.0036585 | 98.09% | 6403.3769 | 0.0036585 | 98.09% | 6403.3769
[20 empty] | 82 | 0.0036625 | 98.11% | 6246.6731 | 0.0036625 | 98.11% | 6246.6731
[20 empty] | 81 | 0.0036665 | 98.13% | 6091.9943 | 0.0036665 | 98.13% | 6091.9943
[20 empty] | 80 | 0.0036705 | 98.16% | 5939.3371 | 0.0036705 | 98.16% | 5939.3371
[20 empty] | 79 | 0.0036745 | 98.18% | 5788.6984 | 0.0036745 | 98.18% | 5788.6984
[20 empty] | 78 | 0.0036784 | 98.2% | 5640.0748 | 0.0036784 | 98.2% | 5640.0748
[20 empty] | 77 | 0.0036824 | 98.23% | 5493.4631 | 0.0036824 | 98.23% | 5493.4631
[20 empty] | 76 | 0.0036864 | 98.25% | 5348.8599 | 0.0036864 | 98.25% | 5348.8599
[20 empty] | 75 | 0.0036904 | 98.28% | 5206.262 | 0.0036904 | 98.28% | 5206.262
[20 empty] | 74 | 0.0036944 | 98.3% | 5065.6662 | 0.0036944 | 98.3% | 5065.6662
[20 empty] | 73 | 0.0036984 | 98.32% | 4927.0692 | 0.0036984 | 98.32% | 4927.0692
[20 empty] | 72 | 0.0037024 | 98.35% | 4790.4678 | 0.0037024 | 98.35% | 4790.4678
[20 empty] | 71 | 0.0037064 | 98.37% | 4655.8587 | 0.0037064 | 98.37% | 4655.8587
[20 empty] | 70 | 0.0037104 | 98.39% | 4523.2388 | 0.0037104 | 98.39% | 4523.2388
[20 empty] | 69 | 0.0037144 | 98.42% | 4392.6048 | 0.0037144 | 98.42% | 4392.6048
[20 empty] | 68 | 0.0037183 | 98.44% | 4263.9535 | 0.0037183 | 98.44% | 4263.9535
[20 empty] | 67 | 0.0037223 | 98.46% | 4137.2818 | 0.0037223 | 98.46% | 4137.2818
[20 empty] | 66 | 0.0037263 | 98.49% | 4012.5865 | 0.0037263 | 98.49% | 4012.5865
[20 empty] | 65 | 0.0037303 | 98.51% | 3889.8643 | 0.0037303 | 98.51% | 3889.8643
[20 empty] | 64 | 0.0037343 | 98.53% | 3769.1122 | 0.0037343 | 98.53% | 3769.1122
[20 empty] | 63 | 0.0037383 | 98.56% | 3650.327 | 0.0037383 | 98.56% | 3650.327
[20 empty] | 62 | 0.0037423 | 98.58% | 3533.5054 | 0.0037423 | 98.58% | 3533.5054
[20 empty] | 61 | 0.0037463 | 98.6% | 3418.6445 | 0.0037463 | 98.6% | 3418.6445
[20 empty] | 60 | 0.0037503 | 98.63% | 3305.741 | 0.0037503 | 98.63% | 3305.741
[20 empty] | 59 | 0.0037542 | 98.65% | 3194.7918 | 0.0037542 | 98.65% | 3194.7918
[20 empty] | 58 | 0.0037582 | 98.67% | 3085.7938 | 0.0037582 | 98.67% | 3085.7938
[20 empty] | 57 | 0.0037622 | 98.7% | 2978.744 | 0.0037622 | 98.7% | 2978.744
[20 empty] | 56 | 0.0037662 | 98.72% | 2873.6391 | 0.0037662 | 98.72% | 2873.6391
[20 empty] | 55 | 0.0037702 | 98.74% | 2770.4762 | 0.0037702 | 98.74% | 2770.4762
[20 empty] | 54 | 0.0037742 | 98.76% | 2669.2521 | 0.0037742 | 98.76% | 2669.2521
[20 empty] | 53 | 0.0037782 | 98.79% | 2569.9638 | 0.0037782 | 98.79% | 2569.9638
[20 empty] | 52 | 0.0037822 | 98.81% | 2472.6082 | 0.0037822 | 98.81% | 2472.6082
[20 empty] | 51 | 0.0037862 | 98.83% | 2377.1822 | 0.0037862 | 98.83% | 2377.1822
[20 empty] | 50 | 0.0037902 | 98.86% | 2283.6828 | 0.0037902 | 98.86% | 2283.6828
[20 empty] | 49 | 0.0037941 | 98.88% | 2192.107 | 0.0037941 | 98.88% | 2192.107
[20 empty] | 48 | 0.0037981 | 98.9% | 2102.4517 | 0.0037981 | 98.9% | 2102.4517
[20 empty] | 47 | 0.0038021 | 98.93% | 2014.7138 | 0.0038021 | 98.93% | 2014.7138
[20 empty] | 46 | 0.0038061 | 98.95% | 1928.8905 | 0.0038061 | 98.95% | 1928.8905
[20 empty] | 45 | 0.0038101 | 98.97% | 1844.9786 | 0.0038101 | 98.97% | 1844.9786
[20 empty] | 44 | 0.0038141 | 99% | 1762.9752 | 0.0038141 | 99% | 1762.9752
[20 empty] | 43 | 0.0038181 | 99.02% | 1682.8773 | 0.0038181 | 99.02% | 1682.8773
[20 empty] | 42 | 0.0038221 | 99.04% | 1604.6818 | 0.0038221 | 99.04% | 1604.6818
[20 empty] | 41 | 0.0038261 | 99.07% | 1528.3859 | 0.0038261 | 99.07% | 1528.3859
[20 empty] | 40 | 0.0038301 | 99.09% | 1453.9864 | 0.0038301 | 99.09% | 1453.9864
[20 empty] | 39 | 0.003834 | 99.11% | 1381.4806 | 0.003834 | 99.11% | 1381.4806
[20 empty] | 38 | 0.003838 | 99.13% | 1310.8654 | 0.003838 | 99.13% | 1310.8654
[20 empty] | 37 | 0.003842 | 99.16% | 1242.1379 | 0.003842 | 99.16% | 1242.1379
[20 empty] | 36 | 0.003846 | 99.18% | 1175.295 | 0.003846 | 99.18% | 1175.295
[20 empty] | 35 | 0.00385 | 99.2% | 1110.334 | 0.00385 | 99.2% | 1110.334
[20 empty] | 34 | 0.003854 | 99.23% | 1047.2519 | 0.003854 | 99.23% | 1047.2519
[20 empty] | 33 | 0.003858 | 99.25% | 986.0457 | 0.003858 | 99.25% | 986.0457
[20 empty] | 32 | 0.003862 | 99.27% | 926.7126 | 0.003862 | 99.27% | 926.7126
[20 empty] | 31 | 0.003866 | 99.3% | 869.2497 | 0.003866 | 99.3% | 869.2497
[20 empty] | 30 | 0.0038699 | 99.32% | 813.6539 | 0.0038699 | 99.32% | 813.6539
[20 empty] | 29 | 0.0038739 | 99.34% | 759.9226 | 0.0038739 | 99.34% | 759.9226
[20 empty] | 28 | 0.0038779 | 99.36% | 708.0528 | 0.0038779 | 99.36% | 708.0528
[20 empty] | 27 | 0.0038819 | 99.39% | 658.0415 | 0.0038819 | 99.39% | 658.0415
[20 empty] | 26 | 0.0038859 | 99.41% | 609.886 | 0.0038859 | 99.41% | 609.886
[20 empty] | 25 | 0.0038899 | 99.43% | 563.5834 | 0.0038899 | 99.43% | 563.5834
[20 empty] | 24 | 0.0038939 | 99.46% | 519.1309 | 0.0038939 | 99.46% | 519.1309
[20 empty] | 23 | 0.0038979 | 99.48% | 476.5256 | 0.0038979 | 99.48% | 476.5256
[20 empty] | 22 | 0.0039019 | 99.5% | 435.7646 | 0.0039019 | 99.5% | 435.7646
[20 empty] | 21 | 0.0039059 | 99.52% | 396.8452 | 0.0039059 | 99.52% | 396.8452
[20 empty] | 20 | 0.0039098 | 99.55% | 359.7645 | 0.0039098 | 99.55% | 359.7645
[20 empty] | 19 | 0.0039138 | 99.57% | 324.5196 | 0.0039138 | 99.57% | 324.5196
[20 empty] | 18 | 0.0039178 | 99.59% | 291.1079 | 0.0039178 | 99.59% | 291.1079
[20 empty] | 17 | 0.0039218 | 99.61% | 259.5265 | 0.0039218 | 99.61% | 259.5265
[20 empty] | 16 | 0.0039258 | 99.64% | 229.7726 | 0.0039258 | 99.64% | 229.7726
[20 empty] | 15 | 0.0039298 | 99.66% | 201.8435 | 0.0039298 | 99.66% | 201.8435
[20 empty] | 14 | 0.0039338 | 99.68% | 175.7362 | 0.0039338 | 99.68% | 175.7362
[20 empty] | 13 | 0.0039378 | 99.71% | 151.4482 | 0.0039378 | 99.71% | 151.4482
[20 empty] | 12 | 0.0039418 | 99.73% | 128.9765 | 0.0039418 | 99.73% | 128.9765
[20 empty] | 11 | 0.0039458 | 99.75% | 108.3185 | 0.0039458 | 99.75% | 108.3185
[20 empty] | 10 | 0.0039497 | 99.77% | 89.4714 | 0.0039497 | 99.77% | 89.4714
[20 empty] | 9 | 0.0039537 | 99.8% | 72.4325 | 0.0039537 | 99.8% | 72.4325
[20 empty] | 8 | 0.0039577 | 99.82% | 57.199 | 0.0039577 | 99.82% | 57.199
[20 empty] | 7 | 0.0039617 | 99.84% | 43.7681 | 0.0039617 | 99.84% | 43.7681
[20 empty] | 6 | 0.0039657 | 99.86% | 32.1373 | 0.0039657 | 99.86% | 32.1373
[20 empty] | 5 | 0.0039697 | 99.89% | 22.3037 | 0.0039697 | 99.89% | 22.3037
[20 empty] | 4 | 0.0039737 | 99.91% | 14.2647 | 0.0039737 | 99.91% | 14.2647
[20 empty] | 3 | 0.0039777 | 99.93% | 8.0175 | 0.0039777 | 99.93% | 8.0175
[20 empty] | 2 | 0.0039817 | 99.95% | 3.5594 | 0.0039817 | 99.95% | 3.5594
[20 empty] | 1 | 0.0039856 | 99.98% | 0.88781 | 0.0039856 | 99.98% | 0.88781
[20 empty] | 0 | 0.0039896 | 100% | 0 | 0.0039896 | 100% | 0
Note on C10: Steven: When Ldif = 0, there is a divide by zero problem.
Note on C11: A subtle rounding error problem sometimes arises when alph=0. (b.1^2-4a.1c1)<0 by a very small amount when solving for D0g as if load were quadratic when it is not. I think this discrimate should be exactly zero in this case. Keeping alph>.1 seems to be very safe.
Note on K88: Steven: Based on R0, not R0g. Computes the duration at which extra reserves do not add to reliability
Note on O87: Steven: The duration where the market-determined K intersect reserve zero-value point.
Note on Z18: Steven: Reserve level relative to R0, the level where additional reserves become worthless.
Note on AC18: Steven: Reserve level relative to R0, the level where additional reserves become worthless.
Note on AI31: Steven: Parenthesis needed!

## Title
The Price-Spike Calculator | Ver. 0.6
Steven Stoft
This calculator allows regulators to consider their policy options with regard to the inducement of price spikes for the purpose of securing generation adequacy. It also shows one reason that current price spikes, which are the side effect of antiquated reserves policies, are needlessly high and sharp.
This calculator only calculates competitive price spikes, and does not take market power into account.
C
S t a r t