## GenInfo
General Info
Number of Assets | 1
File Path | H:\projects\pwrsim\
Valuation Date | 1998-07-08
Deal Start Date | 1999-01-01
Deal End Date | 2013-12-31
Number of Iterations | 50
Dispatch Mode | 1 | 0=full optimization, 1=simplified opt.
OffPeak Volatility Flag | 1 | 0=no volatility , 1=long term vol only, 2=same vol as peak
NoOutage Flag | 0 | 0-real case, 1 -no outage
Price Elasticity | 0 | $/MWh per MWh, 0-purchases and sales do not affect market
Load Margin | 0 | Schedule (day-ahead) for (1+LoadMargin)*Expected Load
Flat Price | 0 | $/MWh received for Native Load
Transmission Loss Factor | 3.5% | Fractional general transmission losses
Number Fuel Curves | 1
Number Power Curves | 1 | Model currently supports only 1 power market.
Load Group |  | For accounting purposes only.
Asset 1 | 0
Asset 2 | 0
Asset 3 | 0
Asset 4 | 0
Asset 5 | 0
Asset 6 | 0
Asset 7 | 0
Asset 8 | 0
Asset 9 | 0
Asset 10 | 0
Asset 11 | 0
Asset 12 | 0
Asset 13 | 0
Asset 14 | 0
Asset 15 | 0
Asset 16 | 0
Asset 17 | 0
Asset 18 | 0
Asset 19 | 0
Asset 20 | 0
Run baby Run!
Update Assets
Read it and Weep

## Load1
Load vs. Temperature (MW)
Annual Growth Rate | 0.035
Day of Week Offsets | Mon | Tue | Wed | Thur. | Fri. | Sat | Sun
| 0 | 0 | 0 | 0 | 0 | 0 | 0
| 4578.446 | 4996.9625 | 5078.3725 | 5056.3082 | 4673.4338 | 1266.1455 | 0
| Temperature | Load (MW/day)
| -5 | 100
| 15 | 100
| 40 | 100
| 50 | 100
| 55 | 100
| 60 | 100
| 65 | 100
| 72 | 100
| 80 | 100
| 90 | 100
|  | 500 |  |  |  |  | 38070.7032
500
500
500
Hourly Load Profiles by Day of Year
(MW)
Hour | 1 | 2 | 3 | 4 | 5 | 6 | 7 | 8 | 9 | 10 | 11 | 12 | 13 | 14 | 15 | 16 | 17 | 18 | 19 | 20 | 21 | 22 | 23 | 24
Day of Year
1 | 14453 | 13612 | 12905 | 12440 | 12249 | 12379 | 12666 | 13006 | 13486 | 14251 | 14947 | 15438 | 15655 | 15607 | 15612 | 15762 | 16689 | 17925 | 17964 | 17865 | 17500 | 16749 | 15701 | 14569 | 359431
2 | 13595 | 12992 | 12688 | 12585 | 12756 | 13552 | 15473 | 17321 | 18233 | 19040 | 19668 | 19807 | 19838 | 19897 | 19762 | 19905 | 20689 | 21758 | 21519 | 21090 | 20400 | 19328 | 17821 | 16204 | 425923
3 | 14966 | 14374 | 14004 | 13890 | 14005 | 14769 | 16386 | 18038 | 19054 | 20041 | 20716 | 20980 | 20877 | 20785 | 20599 | 20470 | 21256 | 22275 | 21963 | 21513 | 20858 | 19726 | 18343 | 16797 | 446688
4 | 15678 | 14973 | 14543 | 14434 | 14611 | 15415 | 17254 | 19011 | 19946 | 20513 | 20827 | 20727 | 20544 | 20408 | 20202 | 20220 | 21002 | 22343 | 22176 | 21903 | 21286 | 20291 | 18998 | 17389 | 454698
5 | 16222 | 15498 | 15034 | 14928 | 14991 | 15730 | 17588 | 19279 | 20128 | 20651 | 21052 | 20956 | 20732 | 20521 | 20254 | 20217 | 20873 | 22093 | 21973 | 21699 | 21097 | 20231 | 19222 | 17911 | 458885 | 1504 | 1727 | 2198 | 2287 | 2054 | 1946 | 1873 | 1805 | 1732 | 1678 | 1635 | 1632
6 | 16858 | 16096 | 15513 | 15365 | 15352 | 15608 | 16265 | 17058 | 18185 | 18952 | 19334 | 19362 | 19130 | 18786 | 18476 | 18400 | 19243 | 20704 | 20744 | 20427 | 19952 | 19300 | 18418 | 17320 | 434854 | [12 empty] | 1716 | 1898 | 2140 | 2125 | 2050 | 1960 | 1841 | 1676 | 1523 | 1461 | 1449 | 1487 | 1565 | 1692 | 1876 | 2116 | 2412 | 2596 | 2613 | 2532 | 2416 | 2286 | 2185 | 2142
7 | 16513 | 15739 | 15192 | 14943 | 14822 | 14930 | 15268 | 15895 | 16690 | 17526 | 18259 | 18669 | 18858 | 18889 | 18885 | 18922 | 19664 | 20539 | 20417 | 20171 | 19568 | 18950 | 17863 | 16861 | 424040 | [36 empty] | 2223 | 2449 | 2761 | 2791 | 2734 | 2669 | 2559 | 2394 | 2220 | 2139 | 2125 | 2145 | 2196 | 2281 | 2411 | 2627 | 2931 | 2952 | 2747 | 2535 | 2404 | 2243 | 2083 | 1992
8 | 15876 | 15207 | 14888 | 14796 | 14909 | 15424 | 16619 | 17612 | 18287 | 19026 | 19527 | 19681 | 19639 | 19408 | 19171 | 19060 | 19667 | 21140 | 21205 | 20930 | 20305 | 19436 | 18326 | 17060 | 437207 | [60 empty] | 2035 | 2259 | 2670 | 2789 | 2811 | 2697 | 2451 | 2204 | 2019 | 1984 | 2001 | 2042 | 2140 | 2440 | 2979 | 3061 | 2790 | 2639 | 2516 | 2388 | 2244 | 2118 | 2022 | 2018
9 | 16047 | 15341 | 14943 | 14798 | 14907 | 15427 | 16766 | 17981 | 18907 | 19611 | 20072 | 20105 | 19950 | 19757 | 19658 | 19673 | 20327 | 21594 | 21297 | 20852 | 20197 | 19216 | 18024 | 16529 | 441988 | [84 empty] | 2179 | 2496 | 2872 | 2906 | 2829 | 2629 | 2308 | 1987 | 1785 | 1711 | 1690 | 1702 | 1774 | 2035 | 2541 | 2634 | 2393 | 2299 | 2241 | 2178 | 2104 | 2043 | 2004 | 2030
10 | 15550 | 14883 | 14386 | 14204 | 14308 | 15050 | 16841 | 18302 | 19236 | 19924 | 20378 | 20405 | 20220 | 20032 | 19891 | 19887 | 20414 | 21623 | 21522 | 21267 | 20734 | 19782 | 18364 | 16838 | 444051 | [108 empty] | 2184 | 2432 | 2708 | 2707 | 2602 | 2406 | 2105 | 1804 | 1588 | 1496 | 1455 | 1447 | 1499 | 1728 | 2186 | 2286 | 2067 | 1992 | 1955 | 1922 | 1870 | 1817 | 1781 | 1817
11 | 15915 | 15202 | 14835 | 14727 | 14875 | 15635 | 17597 | 19092 | 20006 | 20538 | 20758 | 20609 | 20453 | 20175 | 19881 | 19909 | 20627 | 21868 | 21733 | 21488 | 20828 | 19838 | 18437 | 16885 | 451922 | [132 empty] | 1963 | 2212 | 2503 | 2505 | 2415 | 2259 | 2011 | 1699 | 1513 | 1441 | 1422 | 1432 | 1500 | 1750 | 2241 | 2358 | 2149 | 2098 | 2070 | 2054 | 2012 | 1968 | 1948
12 | 15883 | 15151 | 14629 | 14495 | 14584 | 15326 | 17133 | 18869 | 19699 | 20408 | 20874 | 20876 | 20771 | 20678 | 20477 | 20402 | 20729 | 21399 | 21153 | 20574 | 19804 | 18903 | 17610 | 16324 | 446763
13 | 15341 | 14589 | 13974 | 13689 | 13629 | 13848 | 14583 | 15423 | 16459 | 17336 | 17790 | 17905 | 17767 | 17484 | 17221 | 17201 | 17786 | 19128 | 19123 | 18781 | 18159 | 17420 | 16501 | 15461 | 396611
14 | 14552 | 13787 | 13299 | 12990 | 12950 | 13055 | 13480 | 14072 | 14870 | 15451 | 15853 | 16054 | 16038 | 15802 | 15692 | 15754 | 16554 | 17950 | 18087 | 17842 | 17412 | 16781 | 15871 | 14858 | 369068
15 | 14116 | 13492 | 13065 | 12910 | 13078 | 13649 | 14961 | 16342 | 17688 | 18507 | 19058 | 19211 | 19006 | 18726 | 18554 | 18509 | 19209 | 20867 | 21027 | 20778 | 20197 | 19309 | 18080 | 16681 | 417035
16 | 15597 | 15015 | 14687 | 14595 | 14761 | 15642 | 17595 | 19173 | 19916 | 20420 | 20866 | 20823 | 20573 | 20479 | 20224 | 20181 | 20829 | 21704 | 21418 | 20976 | 20190 | 19076 | 17821 | 16322 | 448899
17 | 15189 | 14370 | 13683 | 13448 | 13553 | 14318 | 16156 | 17905 | 18588 | 19032 | 19649 | 19609 | 19298 | 19160 | 18877 | 18879 | 19534 | 20636 | 20481 | 19936 | 19367 | 18338 | 16993 | 15419 | 422435
18 | 14107 | 13405 | 13044 | 12892 | 13008 | 13795 | 15740 | 17441 | 18236 | 18775 | 19174 | 19135 | 18932 | 18863 | 18638 | 18671 | 19182 | 20217 | 20059 | 19676 | 18956 | 17929 | 16629 | 15063 | 411585
19 | 13812 | 13021 | 12589 | 12417 | 12391 | 13159 | 14984 | 16935 | 17891 | 18569 | 19159 | 19375 | 19289 | 19137 | 19116 | 19251 | 19499 | 20078 | 20007 | 19636 | 18980 | 18180 | 17194 | 16008 | 410696
20 | 15020 | 14250 | 13816 | 13617 | 13624 | 13909 | 14612 | 15510 | 16712 | 17539 | 17987 | 18041 | 17815 | 17446 | 17244 | 17203 | 17597 | 18897 | 19056 | 18855 | 18446 | 17823 | 17050 | 16343 | 398432
21 | 15027 | 14279 | 13909 | 13636 | 13575 | 13663 | 14066 | 14712 | 15561 | 16411 | 17047 | 17338 | 17395 | 17226 | 17023 | 17019 | 17599 | 18770 | 18914 | 18712 | 18358 | 17590 | 16434 | 15328 | 389613
22 | 14269 | 13710 | 13512 | 13441 | 13560 | 14384 | 16346 | 18067 | 19080 | 19652 | 19910 | 19790 | 19485 | 19227 | 18909 | 18783 | 19239 | 20522 | 20559 | 20273 | 19550 | 18481 | 17193 | 15601 | 423565
23 | 14487 | 13740 | 13301 | 13160 | 13239 | 14099 | 16008 | 17830 | 18843 | 19345 | 19740 | 19862 | 19740 | 19527 | 19403 | 19400 | 19843 | 20788 | 20484 | 20049 | 19373 | 18328 | 16950 | 15408 | 422970
24 | 14184 | 13477 | 12949 | 12781 | 12845 | 13590 | 15591 | 17534 | 18520 | 19125 | 19585 | 19765 | 19702 | 19671 | 19511 | 19463 | 19957 | 20574 | 20375 | 19930 | 19272 | 18359 | 17040 | 15559 | 419383
25 | 14469 | 13773 | 13406 | 13286 | 13457 | 14249 | 16424 | 18180 | 19125 | 19754 | 20092 | 20046 | 19869 | 19751 | 19472 | 19330 | 19757 | 20837 | 21050 | 20876 | 20220 | 19328 | 18018 | 16412 | 431206
26 | 15347 | 14611 | 14142 | 14039 | 14116 | 14866 | 16778 | 18436 | 19301 | 19970 | 20211 | 20171 | 19840 | 19499 | 19181 | 19120 | 19496 | 20237 | 20048 | 19622 | 18952 | 18122 | 16991 | 15632 | 428754
27 | 14599 | 13788 | 13045 | 12818 | 12721 | 12869 | 13466 | 14527 | 15558 | 16621 | 17295 | 17626 | 17582 | 17428 | 17176 | 17240 | 17464 | 18184 | 18336 | 18024 | 17558 | 17000 | 16326 | 15365 | 382643
28 | 14207 | 13531 | 13237 | 13018 | 12981 | 13182 | 13671 | 14293 | 15214 | 15974 | 16560 | 16749 | 16719 | 16500 | 16264 | 16250 | 16741 | 17988 | 18287 | 18055 | 17788 | 17207 | 16585 | 15763 | 376792
29 | 14510 | 13934 | 13661 | 13611 | 13763 | 14584 | 16520 | 18341 | 19392 | 20078 | 20483 | 20516 | 20290 | 20160 | 19948 | 19882 | 20350 | 21143 | 21124 | 20659 | 19970 | 18901 | 17501 | 15898 | 435248
30 | 14798 | 14054 | 13589 | 13496 | 13549 | 14400 | 16362 | 18163 | 18994 | 19399 | 19803 | 19719 | 19526 | 19312 | 19236 | 19169 | 19586 | 20653 | 20916 | 20554 | 19955 | 18841 | 17413 | 15953 | 427470
31 | 14835 | 14157 | 13753 | 13640 | 13745 | 14587 | 16582 | 18436 | 19513 | 20174 | 20511 | 20532 | 20301 | 20090 | 19916 | 19755 | 20152 | 21198 | 21549 | 21225 | 20710 | 19726 | 18312 | 16807 | 440237
32 | 15748 | 15016 | 14715 | 14661 | 14864 | 15692 | 17639 | 19250 | 20040 | 20513 | 20847 | 20745 | 20374 | 20141 | 19977 | 19890 | 20237 | 21390 | 21669 | 21285 | 20741 | 19732 | 18451 | 16793 | 450442
33 | 15742 | 15001 | 14481 | 14412 | 14529 | 15290 | 17190 | 18899 | 19841 | 20446 | 20808 | 20787 | 20574 | 20365 | 20161 | 20135 | 20482 | 21256 | 21191 | 20775 | 20190 | 19412 | 18289 | 17091 | 447380
34 | 16157 | 15426 | 14820 | 14611 | 14620 | 14869 | 15600 | 16362 | 17349 | 18240 | 18782 | 18888 | 18751 | 18488 | 18182 | 18142 | 18606 | 19757 | 20151 | 19939 | 19513 | 18845 | 18018 | 17093 | 421243
35 | 16059 | 15379 | 14938 | 14761 | 14748 | 14919 | 15394 | 15941 | 16782 | 17522 | 17964 | 18165 | 18092 | 17914 | 17622 | 17700 | 18149 | 19436 | 20156 | 20143 | 19814 | 19130 | 18173 | 17043 | 415979
36 | 16132 | 15578 | 15336 | 15308 | 15510 | 16255 | 18172 | 19710 | 20659 | 21237 | 21608 | 21485 | 21233 | 21036 | 20788 | 20753 | 21094 | 22136 | 22531 | 22207 | 21475 | 20537 | 19135 | 17474 | 467425
37 | 16474 | 15746 | 15419 | 15309 | 15500 | 16252 | 18168 | 19732 | 20625 | 21105 | 21303 | 21164 | 20781 | 20591 | 20300 | 20173 | 20440 | 21454 | 21985 | 21659 | 21058 | 20107 | 18781 | 17255 | 461418
38 | 16084 | 15378 | 14926 | 14818 | 14919 | 15723 | 17610 | 19113 | 19980 | 20321 | 20616 | 20487 | 20188 | 20012 | 19638 | 19621 | 20079 | 20949 | 21182 | 20774 | 20112 | 19078 | 17632 | 16027 | 445305
39 | 15033 | 14320 | 13770 | 13656 | 13746 | 14541 | 16424 | 18066 | 19022 | 19600 | 19969 | 20004 | 19857 | 19724 | 19449 | 19520 | 19868 | 20672 | 20701 | 20293 | 19632 | 18675 | 17247 | 15691 | 429519
40 | 14492 | 13783 | 13248 | 13120 | 13223 | 14065 | 15914 | 17603 | 18548 | 19180 | 19520 | 19412 | 19238 | 19073 | 18891 | 18833 | 19052 | 19676 | 19837 | 19415 | 18773 | 17946 | 16818 | 15422 | 415122
41 | 14407 | 13633 | 13110 | 12878 | 12828 | 13096 | 13807 | 14666 | 15811 | 16666 | 17087 | 17219 | 17018 | 16714 | 16377 | 16297 | 16647 | 17600 | 18109 | 17712 | 17208 | 16561 | 15745 | 14808 | 376045
42 | 13824 | 13116 | 12590 | 12297 | 12197 | 12326 | 12784 | 13453 | 14408 | 15274 | 15949 | 16348 | 16478 | 16236 | 15860 | 15814 | 16205 | 17134 | 17958 | 17826 | 17553 | 16912 | 15889 | 14865 | 363338
43 | 13907 | 13394 | 13243 | 13244 | 13455 | 14436 | 16409 | 18020 | 19079 | 19780 | 20230 | 20210 | 20019 | 19883 | 19748 | 19799 | 20186 | 21141 | 21943 | 21677 | 21083 | 20114 | 18810 | 17190 | 437043
44 | 16203 | 15497 | 15070 | 15048 | 15209 | 16042 | 18058 | 19588 | 20487 | 21084 | 21438 | 21451 | 21293 | 20997 | 20618 | 20488 | 20694 | 21471 | 22230 | 21828 | 21248 | 20220 | 18842 | 17232 | 462380
45 | 16087 | 15304 | 14858 | 14728 | 14749 | 15545 | 17345 | 18932 | 19734 | 20302 | 20669 | 20528 | 20167 | 20030 | 19804 | 19642 | 19960 | 20549 | 21060 | 20692 | 20018 | 19039 | 17875 | 16356 | 444018
46 | 15323 | 14634 | 14180 | 14080 | 14222 | 15033 | 16953 | 18543 | 19426 | 19828 | 20096 | 20025 | 19735 | 19531 | 19280 | 19244 | 19534 | 20301 | 20992 | 20782 | 20199 | 19289 | 18015 | 16560 | 435851
47 | 15482 | 14766 | 14380 | 14295 | 14460 | 15203 | 17063 | 18716 | 19776 | 20388 | 20858 | 20930 | 20708 | 20463 | 20134 | 19919 | 20097 | 20702 | 21080 | 20723 | 20128 | 19192 | 18032 | 16683 | 444225
48 | 15732 | 15048 | 14537 | 14281 | 14271 | 14533 | 15215 | 15937 | 16996 | 17679 | 18083 | 18050 | 17811 | 17511 | 17181 | 16997 | 17289 | 18215 | 19121 | 18910 | 18461 | 17843 | 17017 | 15968 | 402734
49 | 14994 | 14334 | 13946 | 13739 | 13672 | 13815 | 14189 | 14730 | 15482 | 16058 | 16550 | 16738 | 16691 | 16508 | 16312 | 16234 | 16562 | 17427 | 18522 | 18501 | 18316 | 17818 | 17041 | 16113 | 384341
50 | 15837 | 15293 | 14731 | 14630 | 14687 | 15035 | 15784 | 16542 | 17577 | 18376 | 18962 | 18999 | 18661 | 18365 | 18039 | 17939 | 18270 | 19087 | 19737 | 19461 | 18917 | 18122 | 16948 | 15607 | 415656
51 | 14413 | 13660 | 13354 | 13266 | 13345 | 13991 | 15523 | 17078 | 18492 | 19299 | 19691 | 19875 | 19588 | 19380 | 19129 | 19027 | 19239 | 19820 | 19934 | 19481 | 18857 | 17906 | 16639 | 15140 | 416178
52 | 14156 | 13343 | 12689 | 12507 | 12577 | 13227 | 14855 | 16452 | 17655 | 18510 | 19018 | 19114 | 18882 | 18697 | 18555 | 18438 | 18691 | 19159 | 19472 | 19024 | 18437 | 17584 | 16406 | 14976 | 402476
53 | 13761 | 13039 | 12538 | 12355 | 12396 | 13155 | 14818 | 16529 | 17748 | 18492 | 18993 | 19055 | 18808 | 18647 | 18397 | 18323 | 18576 | 19002 | 19331 | 19039 | 18467 | 17631 | 16546 | 15211 | 400910
54 | 13786 | 13006 | 12459 | 12291 | 12424 | 13149 | 14697 | 16329 | 17622 | 18405 | 18828 | 18804 | 18512 | 18225 | 17977 | 17818 | 17970 | 18433 | 18745 | 18344 | 17824 | 17041 | 15897 | 14623 | 393263
55 | 13606 | 12807 | 12187 | 11951 | 11910 | 12163 | 12851 | 13730 | 14889 | 15960 | 16525 | 16525 | 16372 | 16132 | 15829 | 15721 | 15851 | 16504 | 17338 | 17131 | 16738 | 16156 | 15409 | 14451 | 358791
56 | 13544 | 12780 | 12343 | 12032 | 11906 | 12031 | 12291 | 12810 | 13642 | 14289 | 14656 | 14977 | 14964 | 14804 | 14551 | 14449 | 14636 | 15397 | 16721 | 16777 | 16574 | 15915 | 14965 | 13855 | 340965
57 | 12949 | 12401 | 12111 | 12051 | 12183 | 13057 | 14909 | 16574 | 17566 | 18226 | 18488 | 18350 | 18087 | 17954 | 17713 | 17542 | 17768 | 18343 | 19280 | 19053 | 18502 | 17601 | 16325 | 14862 | 391952
58 | 13736 | 13061 | 12700 | 12632 | 12788 | 13683 | 15572 | 17058 | 17927 | 18414 | 18767 | 18613 | 18379 | 18274 | 18185 | 18204 | 18654 | 19222 | 19584 | 19262 | 18721 | 17699 | 16296 | 14772 | 402261
59 | 13613 | 12856 | 12338 | 12221 | 12327 | 13147 | 15128 | 16896 | 17854 | 18440 | 18792 | 18756 | 18542 | 18440 | 18356 | 18386 | 18627 | 19045 | 19852 | 19674 | 19221 | 18345 | 17105 | 15768 | 403788
60 | 14577 | 13944 | 13575 | 13535 | 13723 | 14578 | 16353 | 17857 | 18781 | 19455 | 19823 | 19785 | 19551 | 19330 | 19078 | 19059 | 19206 | 19726 | 20600 | 20551 | 20092 | 19152 | 17766 | 16259 | 426416
61 | 15266 | 14594 | 14176 | 14077 | 14185 | 15018 | 16705 | 18181 | 18917 | 19404 | 19782 | 19700 | 19354 | 19079 | 18769 | 18518 | 18530 | 18807 | 19709 | 19507 | 19000 | 18232 | 17081 | 15759 | 422411
62 | 14811 | 14060 | 13484 | 13245 | 13209 | 13503 | 14184 | 15002 | 15999 | 16952 | 17529 | 17606 | 17462 | 17098 | 16672 | 16376 | 16542 | 17144 | 18183 | 18014 | 17646 | 17005 | 16210 | 15152 | 383150
63 | 14222 | 13525 | 13171 | 12855 | 12769 | 12918 | 13215 | 13782 | 14726 | 15549 | 16265 | 16596 | 16724 | 16664 | 16564 | 16533 | 16817 | 17558 | 18763 | 18837 | 18535 | 18015 | 16861 | 15796 | 377323
64 | 14917 | 14543 | 14305 | 14099 | 14257 | 15094 | 16774 | 18266 | 19161 | 19897 | 20229 | 20125 | 19850 | 19667 | 19323 | 19210 | 19330 | 19739 | 20675 | 20436 | 19813 | 18925 | 17560 | 16081 | 432340
65 | 14997 | 14278 | 13816 | 13709 | 13814 | 14646 | 16395 | 17974 | 18928 | 19553 | 19847 | 19732 | 19464 | 19229 | 18939 | 18937 | 19222 | 19867 | 20418 | 19975 | 19250 | 18062 | 16631 | 15181 | 422929
66 | 14134 | 13468 | 13015 | 12887 | 12973 | 13774 | 15651 | 17387 | 18535 | 19271 | 19682 | 19781 | 19684 | 19595 | 19470 | 19516 | 19917 | 20249 | 20586 | 20313 | 19757 | 18808 | 17438 | 15940 | 421897
67 | 14978 | 14293 | 13882 | 13752 | 13878 | 14753 | 16507 | 18162 | 19290 | 20096 | 20635 | 20766 | 20661 | 20607 | 20468 | 20390 | 20626 | 21013 | 21464 | 21122 | 20482 | 19379 | 17881 | 16440 | 441592
68 | 15391 | 14757 | 14384 | 14304 | 14405 | 15162 | 16694 | 18105 | 19379 | 20273 | 20788 | 20885 | 20612 | 20333 | 20055 | 20254 | 19961 | 20187 | 21020 | 20808 | 20320 | 19456 | 18302 | 17017 | 442920
69 | 16030 | 15394 | 14825 | 14649 | 14595 | 14877 | 15366 | 16191 | 17204 | 17994 | 18405 | 18406 | 18132 | 17817 | 17471 | 17335 | 17518 | 18048 | 19264 | 19261 | 18922 | 18319 | 17458 | 16500 | 410050
70 | 15617 | 14909 | 14561 | 14328 | 14298 | 14422 | 14667 | 15176 | 15782 | 16247 | 16521 | 16616 | 16529 | 16254 | 16006 | 16026 | 15998 | 16607 | 18036 | 18362 | 18197 | 17600 | 16649 | 15509 | 384987
71 | 14681 | 14176 | 13910 | 13876 | 14108 | 15067 | 16685 | 18184 | 18967 | 19483 | 19672 | 19517 | 19201 | 18901 | 18567 | 18414 | 18497 | 18772 | 19761 | 19921 | 19406 | 18527 | 17243 | 15779 | 421386
72 | 14763 | 14089 | 13696 | 13647 | 13828 | 14736 | 16426 | 17923 | 18635 | 19188 | 19325 | 19159 | 18777 | 18598 | 18258 | 18048 | 18139 | 18362 | 19324 | 19417 | 18959 | 18098 | 16873 | 15270 | 413610
73 | 14083 | 13488 | 13165 | 13081 | 13211 | 14081 | 15786 | 17373 | 18227 | 18721 | 18917 | 18747 | 18372 | 18196 | 17950 | 17781 | 17864 | 18225 | 19113 | 19067 | 18582 | 17705 | 16358 | 14882 | 403048
74 | 13714 | 13040 | 12568 | 12426 | 12543 | 13399 | 15116 | 16783 | 17654 | 18182 | 18397 | 18318 | 18110 | 17863 | 17638 | 17561 | 17744 | 18066 | 18818 | 18733 | 18292 | 17316 | 15990 | 14558 | 392903
75 | 13366 | 12663 | 12195 | 12052 | 12163 | 12948 | 14665 | 16433 | 17513 | 18155 | 18595 | 18710 | 18460 | 18313 | 18107 | 17999 | 18088 | 18244 | 18651 | 18391 | 17868 | 17155 | 16050 | 14744 | 391603
76 | 13748 | 13054 | 12647 | 12446 | 12434 | 12798 | 13373 | 14344 | 15469 | 16283 | 16689 | 16635 | 16353 | 15947 | 15526 | 15285 | 15339 | 15753 | 16898 | 17193 | 16952 | 16424 | 15668 | 14739 | 362073
77 | 13826 | 13232 | 12818 | 12604 | 12548 | 12697 | 12982 | 13557 | 14289 | 14834 | 15162 | 15271 | 15270 | 15079 | 14837 | 14693 | 14739 | 15063 | 16194 | 16576 | 16461 | 15831 | 14893 | 13961 | 347494
78 | 13099 | 12535 | 12278 | 12177 | 12337 | 13116 | 14836 | 16553 | 17538 | 18160 | 18449 | 18351 | 18095 | 17884 | 17551 | 17429 | 17680 | 17802 | 18561 | 18785 | 18272 | 17394 | 15954 | 14490 | 389404
79 | 13494 | 12864 | 12402 | 12304 | 12537 | 13250 | 15010 | 16707 | 17663 | 18179 | 18565 | 18482 | 18342 | 18233 | 18117 | 18211 | 18602 | 19059 | 19489 | 19218 | 18633 | 17540 | 16111 | 14709 | 397800
80 | 13568 | 12894 | 12398 | 12256 | 12375 | 13212 | 14977 | 16848 | 17828 | 18464 | 18823 | 18920 | 18729 | 18707 | 18469 | 18485 | 18792 | 19066 | 19534 | 19368 | 18774 | 17761 | 16413 | 14929 | 401670
81 | 13778 | 13093 | 12643 | 12499 | 12593 | 13367 | 15118 | 16881 | 17767 | 18364 | 18704 | 18725 | 18671 | 18540 | 18284 | 18314 | 18529 | 18778 | 19384 | 19463 | 18878 | 17937 | 16642 | 15117 | 402150
82 | 14048 | 13341 | 12930 | 12809 | 12898 | 13685 | 15331 | 17103 | 18108 | 18786 | 19104 | 19073 | 18814 | 18708 | 18460 | 18351 | 18510 | 18639 | 19094 | 19084 | 18568 | 17756 | 16665 | 15493 | 405440
83 | 14431 | 13757 | 13115 | 12873 | 12825 | 13080 | 13555 | 14700 | 15842 | 16684 | 17098 | 17113 | 16848 | 16506 | 16204 | 15923 | 16061 | 16417 | 17326 | 17650 | 17304 | 16622 | 15730 | 14826 | 372573
84 | 14048 | 13293 | 12865 | 12621 | 12576 | 12630 | 12836 | 13471 | 14238 | 14815 | 15163 | 15252 | 15162 | 14879 | 14623 | 14542 | 14662 | 15109 | 16228 | 16724 | 16705 | 16070 | 15091 | 13886 | 347573
85 | 13072 | 12490 | 12229 | 12162 | 12317 | 13048 | 14680 | 16423 | 17448 | 17991 | 18289 | 18254 | 17989 | 17870 | 17607 | 17550 | 17675 | 17851 | 18476 | 18694 | 18176 | 17170 | 15892 | 14451 | 387889
86 | 13430 | 12624 | 12195 | 12105 | 12208 | 13010 | 14697 | 16416 | 17444 | 18082 | 18319 | 18332 | 18172 | 18101 | 17878 | 17786 | 17846 | 17997 | 18768 | 19120 | 18630 | 17718 | 16372 | 14907 | 392243
87 | 13923 | 13326 | 12976 | 12950 | 13080 | 13913 | 15534 | 17257 | 18294 | 18939 | 19231 | 19176 | 18825 | 18532 | 18210 | 18116 | 18125 | 18250 | 18974 | 19396 | 19065 | 18148 | 16797 | 15337 | 406461
88 | 14303 | 13676 | 13197 | 13110 | 13246 | 14113 | 15625 | 17361 | 18276 | 18768 | 18990 | 18938 | 18706 | 18559 | 18298 | 18273 | 18458 | 18664 | 19183 | 19397 | 18841 | 18012 | 16703 | 15189 | 407974
89 | 14045 | 13399 | 12905 | 12806 | 12876 | 13695 | 15356 | 17255 | 18360 | 19048 | 19448 | 19338 | 19014 | 18730 | 18377 | 18146 | 18056 | 18059 | 18475 | 18570 | 18157 | 17412 | 16302 | 15017 | 402935
90 | 14009 | 13365 | 12853 | 12659 | 12647 | 12840 | 13274 | 14254 | 15221 | 15857 | 16150 | 16149 | 15928 | 15586 | 15074 | 14860 | 14905 | 15093 | 16073 | 16641 | 16462 | 15946 | 15221 | 14152 | 355309
91 | 13263 | 12583 | 12184 | 11964 | 11942 | 11986 | 12213 | 12876 | 13560 | 14093 | 14416 | 14486 | 14436 | 14188 | 13942 | 13608 | 13905 | 14287 | 15412 | 16147 | 16064 | 15506 | 14556 | 13426 | 331134
92 | 12563 | 12072 | 11770 | 11732 | 11862 | 12607 | 14310 | 16112 | 17183 | 17888 | 18330 | 18369 | 18225 | 18278 | 18070 | 18143 | 18435 | 18691 | 19120 | 19128 | 18443 | 17429 | 16186 | 14700 | 389738
93 | 13633 | 12912 | 12474 | 12362 | 12443 | 13193 | 14892 | 16728 | 17631 | 18206 | 18478 | 18529 | 18321 | 18166 | 17845 | 17665 | 17754 | 17787 | 18445 | 19003 | 18479 | 17578 | 16241 | 14707 | 393565
94 | 13634 | 12938 | 12489 | 12426 | 12447 | 13152 | 14861 | 16737 | 17819 | 18403 | 18646 | 18554 | 18291 | 18091 | 17863 | 17772 | 17853 | 18072 | 18562 | 18805 | 18121 | 17236 | 16079 | 14730 | 393675
95 | 13602 | 12884 | 12444 | 12298 | 12405 | 13039 | 14382 | 16162 | 17294 | 18012 | 18475 | 18498 | 18197 | 17966 | 17696 | 17638 | 17675 | 17757 | 18346 | 18616 | 17953 | 17119 | 16000 | 14547 | 389100
96 | 13422 | 12671 | 12144 | 11961 | 12022 | 12514 | 13433 | 14965 | 16271 | 17051 | 17532 | 17551 | 17333 | 17004 | 16651 | 16315 | 16194 | 16230 | 16899 | 17520 | 17128 | 16431 | 15477 | 14277 | 369092
97 | 13397 | 12708 | 12291 | 12121 | 12119 | 12155 | 12578 | 13523 | 14525 | 15295 | 15665 | 15576 | 15304 | 14987 | 14677 | 14579 | 14818 | 15389 | 16181 | 16653 | 16273 | 15729 | 15012 | 13892 | 345544
98 | 12912 | 12309 | 12014 | 11689 | 11656 | 11714 | 12058 | 12621 | 13315 | 14038 | 14505 | 14798 | 14876 | 14744 | 14494 | 14347 | 14283 | 14431 | 14960 | 15672 | 15972 | 15618 | 14785 | 13759.5 | 331668.5
99 | 12901 | 12459 | 12240 | 12101 | 12266 | 13077 | 14687 | 16239 | 17412 | 18196 | 18542 | 18616 | 18480 | 18255 | 17976 | 17774 | 17665 | 17530 | 17502 | 17871 | 18067 | 17295 | 16004 | 14578 | 387832
100 | 13658 | 12984 | 12714 | 12669 | 12841 | 13753 | 15434 | 17133 | 18039 | 18607 | 18831 | 18800 | 18627 | 18516 | 18230 | 18266 | 18264 | 18274 | 18340 | 18540 | 18367 | 17538 | 16267 | 14815 | 399607
101 | 13732 | 13128 | 12823 | 12721 | 12866 | 13718 | 15311 | 16869 | 17923 | 18643 | 18951 | 18820 | 18714 | 18481 | 18221 | 18101 | 18098 | 17980 | 17947 | 18171 | 18228 | 17385 | 16080 | 14738 | 397750
102 | 13560 | 12923 | 12627 | 12483 | 12663 | 13559 | 15203 | 16748 | 17753 | 18260 | 18423 | 18302 | 18045 | 17833 | 17624 | 17490 | 17392 | 17285 | 17237 | 17554 | 17535 | 16693 | 15188 | 13950 | 386432
103 | 12949 | 12212 | 11839 | 11764 | 11858 | 12713 | 14424 | 16066 | 17566 | 18181 | 18428 | 18252 | 18096 | 18064 | 17844 | 17726 | 17498 | 17194 | 16940 | 17016 | 16935 | 16138 | 15006 | 13771 | 378583
104 | 12863 | 12117 | 11635 | 11470 | 11480 | 11807 | 12494 | 13420 | 14547 | 15422 | 15833 | 15873 | 15694 | 15453 | 15157 | 15049 | 15074 | 15178 | 15412 | 15826 | 15897 | 15401 | 14499 | 13411 | 341116
105 | 12620 | 11891 | 11547 | 11273 | 11215 | 11395 | 11847 | 12448 | 13387 | 14275 | 14892 | 15110 | 15030 | 14884 | 14679 | 14592 | 14707 | 14857 | 14976 | 15634 | 16084 | 15569 | 14609 | 13355 | 330981
106 | 12453 | 12108 | 11881 | 11820 | 12103 | 13061 | 14801 | 16158 | 17269 | 17972 | 18077 | 17888 | 17648 | 17443 | 17214 | 17155 | 17237 | 17293 | 17467 | 17830 | 17667 | 16751 | 15321 | 13887 | 378610
107 | 12933 | 12282 | 11976 | 11877 | 12120 | 13138 | 15092 | 16957 | 18054 | 18690 | 18955 | 18912 | 18820 | 18704 | 18529 | 18479 | 18605 | 18597 | 18341 | 18272 | 18091 | 17095 | 15654 | 14289 | 394569
108 | 13232 | 12643 | 12280 | 12200 | 12437 | 13415 | 15341 | 17097 | 18061 | 18695 | 18981 | 18903 | 18721 | 18555 | 18396 | 18272 | 18300 | 18229 | 17973 | 17977 | 18101 | 17276 | 15812 | 14312 | 395317
109 | 13282 | 12703 | 12363 | 12257 | 12536 | 13502 | 15254 | 16860 | 17630 | 18159 | 18183 | 18154 | 17845 | 17673 | 17440 | 17256 | 17114 | 16900 | 16548 | 16835 | 17264 | 16571 | 15249 | 13620 | 381307
110 | 12593 | 11925 | 11664 | 11566 | 11760 | 12658 | 14376 | 16112 | 17087 | 17696 | 17910 | 17815 | 17614 | 17460 | 17232 | 17042 | 16796 | 16535 | 16237 | 16305 | 16565 | 15860 | 14686 | 13356 | 368960
111 | 12339 | 11560 | 11196 | 11027 | 11020 | 11339 | 11983 | 12980 | 14115 | 14982 | 15363 | 15435 | 15220 | 14897 | 14583 | 14433 | 14507 | 14597 | 14728 | 14955 | 15258 | 14746 | 13819 | 12758 | 327951
112 | 11909 | 11259 | 10857 | 10642 | 10563 | 10653 | 10963 | 11626 | 12581 | 13409 | 13914 | 14126 | 14147 | 13962 | 13832 | 13756 | 13898 | 13918 | 13989 | 14509 | 15167 | 14829 | 13749 | 12643 | 311013
113 | 11666 | 11254 | 11040 | 11062 | 11154 | 12047 | 13785 | 15581 | 16778 | 17562 | 17954 | 18014 | 17917 | 17842 | 17772 | 17786 | 17641 | 17441 | 17054 | 17220 | 17289 | 16285 | 15184 | 13333 | 370774
114 | 12321 | 11592 | 11297 | 11189 | 11420 | 12313 | 14079 | 15998 | 17248 | 18141 | 18610 | 18617 | 18553 | 18500 | 18585 | 18605 | 18509 | 18246 | 17706 | 17715 | 17571 | 16677 | 15195 | 13796 | 382597
115 | 12617 | 12005 | 11688 | 11552 | 11760 | 12692 | 14390 | 16137 | 17218 | 17853 | 18091 | 18081 | 17923 | 17772 | 17634 | 17507 | 17440 | 17140 | 16910 | 17067 | 17347 | 16534 | 15143 | 13632 | 376248
116 | 12841 | 12181 | 11919 | 11803 | 12046 | 12880 | 14567 | 16134 | 17377 | 17896 | 18110 | 18069 | 18024 | 17820 | 17694 | 17530 | 17495 | 17302 | 17006 | 17154 | 17222 | 16421 | 14990 | 13439 | 378036
117 | 12384 | 11698 | 11362 | 11173 | 11355 | 12221 | 13970 | 15786 | 16856 | 17674 | 17979 | 17970 | 17918 | 17895 | 17705 | 17567 | 17683 | 17464 | 16944 | 16936 | 16754 | 15946 | 14861 | 13476 | 371694
118 | 12492 | 11765 | 11325 | 11149 | 11148 | 11444 | 12085 | 13212 | 14283 | 15127 | 15431 | 15393 | 15185 | 14838 | 14612 | 14356 | 14375 | 14339 | 14431 | 14730 | 15258 | 14939 | 14020 | 13029 | 329084
119 | 12188 | 11635 | 11239 | 11036 | 10988 | 11051 | 11290 | 11925 | 12860 | 13469 | 13806 | 14027 | 13950 | 13779 | 13713 | 13474 | 13557 | 13615 | 13970 | 14449 | 15288 | 14844 | 13719 | 12487 | 312478
120 | 11685 | 11274 | 11053 | 10978 | 11241 | 12213 | 14176 | 16125 | 17200 | 17950 | 18365 | 18509 | 18402 | 18225 | 17987 | 18032 | 18133 | 18057 | 17684 | 17653 | 17361 | 16487 | 15025 | 13518 | 377453
121 | 12458 | 11868 | 11509 | 11403 | 11609 | 12559 | 14480 | 16379 | 17365 | 18024 | 18292 | 18174 | 18091 | 18023 | 17909 | 17950 | 18086 | 17965 | 17755 | 17639 | 17391 | 16490 | 15076 | 13517 | 380133
122 | 12397 | 11828 | 11490 | 11416 | 11691 | 12657 | 14253 | 15854 | 17078 | 17653 | 17848 | 17818 | 17722 | 17648 | 17423 | 17260 | 17161 | 17005 | 16677 | 16802 | 17023 | 16203 | 14838 | 13292 | 371159
123 | 12179 | 11637 | 11318 | 11069 | 11479 | 12380 | 14128 | 15722 | 16873 | 17563 | 17790 | 17667 | 17484 | 17420 | 17265 | 17125 | 16941 | 16630 | 16237 | 16356 | 16698 | 16064 | 14874 | 13075 | 366097
124 | 12110 | 11589 | 11292 | 11165 | 11369 | 12256 | 14041 | 15853 | 17149 | 17843 | 18075 | 18062 | 17953 | 17878 | 17748 | 17709 | 17554 | 17135 | 16745 | 16709 | 16620 | 15918 | 14766 | 13369 | 371032
125 | 12378 | 11603 | 11030 | 10831 | 10846 | 11128 | 11918 | 12956 | 14195 | 15126 | 15530 | 15661 | 15544 | 15271 | 15061 | 14916 | 14899 | 14898 | 15025 | 15173 | 15336 | 14924 | 14135 | 12989 | 331498
126 | 11827 | 11229 | 10809 | 10584 | 10457 | 10540 | 10787 | 11558 | 12670 | 13349 | 13773 | 13973 | 13926 | 13771 | 13591 | 13569 | 13753 | 13912 | 14122 | 14681 | 15185 | 14720 | 13678 | 12455 | 309045
127 | 11470 | 11220 | 10836 | 10638 | 10880 | 11805 | 13769 | 15649 | 16994 | 17609 | 17869 | 17893 | 17753 | 17613 | 17405 | 17305 | 17258 | 17064 | 16693 | 16600 | 16811 | 16182 | 14981 | 13433 | 365857
128 | 12412 | 11838 | 11551 | 11571 | 11813 | 12774 | 14458 | 16083 | 17102 | 17548 | 17694 | 17607 | 17437 | 17361 | 17170 | 17049 | 17004 | 16869 | 16623 | 16797 | 16866 | 16143 | 14888 | 13434 | 370220
129 | 12191 | 11567 | 11277 | 11188 | 11419 | 12393 | 14237 | 15927 | 17032 | 17604 | 17759 | 17676 | 17511 | 17444 | 17286 | 17171 | 17041 | 16823 | 16507 | 16600 | 16875 | 16170 | 14747 | 13206 | 367780
130 | 11873 | 11426 | 11185 | 11059 | 11274 | 12153 | 14025 | 15864 | 16984 | 17664 | 17875 | 17886 | 17671 | 17556 | 17377 | 17200 | 17007 | 16991 | 16674 | 16791 | 16975 | 16312 | 14946 | 13377 | 368275
131 | 12115 | 11609 | 11277 | 11172 | 11394 | 12257 | 14101 | 16061 | 17367 | 17925 | 18145 | 18086 | 17911 | 17806 | 17647 | 17670 | 17517 | 17190 | 16754 | 16655 | 16699 | 16114 | 14953 | 13553 | 372109
132 | 13290 | 11725 | 11274 | 11013 | 11029 | 11259 | 11854 | 12625 | 15201 | 16363 | 16941 | 17149 | 16103 | 15861 | 15462 | 15350 | 15351 | 15570 | 15781 | 15762 | 15722 | 15225 | 14292 | 13176 | 343510
133 | 12306 | 11717 | 11131 | 10672 | 10686 | 10931 | 11415 | 11896 | 12735 | 13490 | 13915 | 14042 | 13971 | 13766 | 13611 | 13455 | 13464 | 13536 | 13651 | 14123 | 14708 | 14560 | 13664 | 12671 | 310249
134 | 11793 | 11465 | 11264 | 11252 | 11498 | 12317 | 14083 | 15770 | 16886 | 17505 | 17692 | 17561 | 17437 | 17238 | 17079 | 17009 | 16852 | 16683 | 16364 | 16397 | 16724 | 16384 | 15057 | 13510 | 365954
135 | 12227 | 11735 | 11461 | 11407 | 11651 | 12493 | 14149 | 16027 | 17044 | 17629 | 17747 | 17627 | 17489 | 17404 | 17233 | 17143 | 17004 | 16796 | 16346 | 16375 | 16708 | 16191 | 15040 | 13362 | 368423
136 | 12080 | 11500 | 11229 | 11112 | 11342 | 12186 | 13882 | 15678 | 16753 | 17385 | 17534 | 17518 | 17433 | 17460 | 17174 | 17073 | 16933 | 16753 | 16373 | 16239 | 16436 | 15975 | 14586 | 13016 | 363786
137 | 11908 | 11336 | 11042 | 10908 | 11180 | 12028 | 13844 | 15785 | 16918 | 17660 | 17992 | 18020 | 17967 | 17918 | 17772 | 17720 | 17772 | 17727 | 17472 | 17205 | 17145 | 16275 | 14966 | 13386 | 372083
138 | 12243 | 11654 | 11328 | 11195 | 11390 | 12204 | 13916 | 15735 | 16918 | 17558 | 17741 | 17881 | 17779 | 17789 | 17701 | 17612 | 17347 | 16965 | 16528 | 16198 | 16248 | 15841 | 14729 | 13305 | 367943
139 | 12079 | 11353 | 10961 | 10756 | 10678 | 10883 | 11504 | 12711 | 14089 | 15074 | 15540 | 15716 | 15572 | 15310 | 15033 | 14868 | 14907 | 15031 | 15151 | 15245 | 15151 | 14867 | 14077 | 12918 | 329613
140 | 11687 | 11030 | 10602 | 10399 | 10352 | 10379 | 10695 | 11699 | 12820 | 13727 | 14344 | 14671 | 14830 | 14940 | 15001 | 15138 | 15172 | 15307 | 15350 | 15557 | 16009 | 16029 | 15057 | 13743 | 324678
141 | 12572 | 12126 | 11799 | 11727 | 11912 | 12862 | 14768 | 16934 | 18887 | 20182 | 20969 | 21700 | 21899 | 22105 | 22387 | 22544 | 22304 | 21843 | 21325 | 21153 | 21275 | 20708 | 19019 | 17106 | 440247
142 | 15523 | 14743 | 14212 | 14016 | 14117 | 14818 | 16789 | 18941 | 20673 | 21819 | 22410 | 22640 | 22771 | 22784 | 22734 | 22618 | 22366 | 21551 | 20384 | 19964 | 19629 | 18981 | 17303 | 15623 | 457551
143 | 14320 | 13390 | 12833 | 12622 | 12632 | 13367 | 15123 | 17099 | 18575 | 19578 | 20016 | 20144 | 20204 | 20267 | 20177 | 20102 | 19918 | 19287 | 18544 | 18206 | 18179 | 17561 | 16122 | 14510 | 412919
144 | 13095 | 12395 | 11994 | 11816 | 11939 | 12704 | 14611 | 16637 | 18116 | 19046 | 19484 | 19637 | 19743 | 19884 | 19816 | 19743 | 19638 | 19237 | 18682 | 18348 | 18281 | 17614 | 16157 | 14596 | 403357
145 | 13344 | 12650 | 12218 | 12083 | 12262 | 13017 | 14700 | 16606 | 17998 | 18955 | 19291 | 19414 | 19288 | 19236 | 19040 | 18785 | 18493 | 18027 | 17307 | 16774 | 16769 | 16367 | 15093 | 13608 | 391470
146 | 12612 | 11612 | 10962 | 10627 | 10728 | 10775 | 11466 | 12487 | 13858 | 14641 | 15061 | 15013 | 14975 | 14807 | 14573 | 14459 | 14447 | 14257 | 14153 | 14141 | 14574 | 14592 | 13647 | 12561 | 321174
147 | 11806 | 11194 | 10781 | 10582 | 10491 | 10460 | 10765 | 11259 | 12230 | 13086 | 13604 | 13785 | 13582 | 13406 | 13174 | 13080 | 13126 | 13212 | 13293 | 13490 | 13864 | 13757 | 12969 | 12127 | 299270
148 | 11150 | 10812 | 10477 | 10339 | 10291 | 10376 | 10750 | 11194 | 12306 | 13071 | 13508 | 13775 | 13686 | 13508 | 13331 | 13263 | 13264 | 13329 | 13376 | 13663 | 14264 | 14380 | 13337 | 12073 | 299671
149 | 11073 | 10785 | 10577 | 10535 | 10757 | 11494 | 13329 | 15271 | 16709 | 17575 | 17883 | 17901 | 17622 | 17851 | 17532 | 17433 | 17358 | 17085 | 16621 | 16469 | 16573 | 16093 | 14728 | 13207 | 362610
150 | 11924 | 11305 | 10954 | 10779 | 11035 | 11864 | 13673 | 15651 | 16991 | 17643 | 17902 | 17970 | 17860 | 17825 | 17625 | 17527 | 17414 | 17196 | 16584 | 16400 | 16617 | 16226 | 14829 | 13285 | 367229
151 | 12123 | 11552 | 11026 | 11099 | 11307 | 12029 | 13818 | 15673 | 16790 | 17597 | 17807 | 17736 | 17680 | 17700 | 17584 | 17481 | 17425 | 17136 | 16620 | 16359 | 16463 | 16203 | 14893 | 13373 | 367625
152 | 12221 | 11606 | 11145 | 11059 | 11293 | 12066 | 13842 | 15682 | 16892 | 17708 | 18099 | 18169 | 18172 | 18222 | 17971 | 17880 | 17677 | 17301 | 16682 | 16246 | 16251 | 16076 | 14810 | 13470 | 370692
153 | 12343 | 11757 | 11315 | 11159 | 11141 | 11305 | 12024 | 13318 | 14820 | 15905 | 16459 | 16553 | 16502 | 16336 | 16124 | 16176 | 16118 | 16050 | 15871 | 15658 | 15731 | 15638 | 14691 | 13504 | 346651
154 | 12303 | 11573 | 11168 | 10979 | 10839 | 10834 | 11249 | 12233 | 13631 | 14727 | 15230 | 15566 | 15496 | 15389 | 15198 | 15275 | 15362 | 15270 | 15173 | 15239 | 15613 | 15820 | 14567 | 13226 | 332114
155 | 12080 | 11284 | 10983 | 10935 | 11068 | 11892 | 13592 | 15361 | 16592 | 17306 | 17735 | 17863 | 17884 | 17854 | 17780 | 17783 | 17741 | 17492 | 17035 | 16841 | 16785 | 16154 | 14848 | 13319 | 368362
156 | 12168 | 11546 | 11225 | 11126 | 11298 | 12146 | 13880 | 15652 | 16848 | 17546 | 18141 | 18407 | 18411 | 18564 | 18457 | 18382 | 18281 | 17908 | 17149 | 16769 | 16837 | 16451 | 15137 | 13631 | 376116
157 | 12456 | 11890 | 11529 | 11388 | 11574 | 12470 | 14500 | 16534 | 18002 | 18850 | 19365 | 19550 | 19591 | 19677 | 19524 | 19407 | 19212 | 18773 | 18074 | 17530 | 17445 | 17111 | 15916 | 13928 | 394453
158 | 12537 | 11740 | 11365 | 11393 | 11617 | 12379 | 14425 | 16424 | 18048 | 18977 | 19618 | 19833 | 19908 | 20011 | 19957 | 19842 | 19641 | 19099 | 18316 | 17962 | 17872 | 17420 | 16048 | 14344 | 398934
159 | 12995 | 12294 | 11857 | 11730 | 11892 | 12745 | 14734 | 16780 | 18248 | 19281 | 19888 | 20043 | 20030 | 20081 | 20097 | 19965 | 19719 | 19240 | 18511 | 18080 | 17975 | 17455 | 16350 | 14939 | 405088
160 | 13618 | 12794 | 12344 | 12112 | 12063 | 12234 | 13135 | 14598 | 16419 | 17711 | 18530 | 18805 | 18887 | 18820 | 18691 | 18667 | 18556 | 18339 | 17999 | 17667 | 17626 | 17404 | 16399 | 15169 | 388747
161 | 13991 | 13026 | 12514 | 12217 | 12016 | 11951 | 12370 | 13528 | 14974 | 16238 | 16956 | 17505 | 17893 | 18027 | 18075 | 18176 | 18255 | 18168 | 17918 | 17761 | 18023 | 17951 | 16790 | 15294 | 379778
162 | 13781 | 13198 | 12890 | 12772 | 12901 | 13735 | 15896 | 17996 | 19777 | 20942 | 21563 | 21763 | 21816 | 21939 | 21876 | 21843 | 21825 | 21317 | 20502 | 19942 | 19708 | 19160 | 17664 | 15765 | 440733
163 | 14482 | 13422 | 12829 | 12698 | 12827 | 13686 | 15679 | 17638 | 19081 | 20036 | 20758 | 21261 | 21632 | 21922 | 22125 | 22160 | 21785 | 21039 | 19987 | 19683 | 19416 | 18969 | 17445 | 15693 | 436416
164 | 14296 | 13680 | 13173 | 12992 | 13255 | 14118 | 16094 | 18256 | 19953 | 21109 | 21639 | 21909 | 22154 | 22463 | 22531 | 22584 | 22303 | 21711 | 20882 | 20276 | 19960 | 19127 | 17670 | 15948 | 448247
165 | 14511 | 13646 | 13174 | 13024 | 13218 | 14094 | 16123 | 18303 | 19936 | 21038 | 21608 | 21803 | 21963 | 22265 | 22350 | 22367 | 22154 | 21455 | 20543 | 19842 | 19575 | 19170 | 17741 | 15969 | 446037
166 | 14207 | 13100 | 12673 | 12465 | 12567 | 13387 | 15192 | 17489 | 19128 | 20434 | 21100 | 21487 | 21736 | 21907 | 22033 | 21945 | 21464 | 20737 | 19811 | 19313 | 19075 | 18797 | 17667 | 16191 | 434071
167 | 14813 | 14158 | 13475 | 13165 | 13010 | 13080 | 14069 | 15548 | 17526 | 18980 | 19750 | 20066 | 20249 | 20198 | 20148 | 20133 | 20126 | 19995 | 19661 | 19216 | 19083 | 19054 | 18023 | 16697 | 420390
168 | 15199 | 14292 | 13599 | 13191 | 12922 | 12770 | 13253 | 14289 | 15727 | 16882 | 17647 | 18016 | 18203 | 18192 | 18113 | 18089 | 18067 | 17871 | 17491 | 17327 | 17631 | 17744 | 16740 | 15369 | 388792
169 | 14088 | 13062 | 12660 | 12536 | 12729 | 13545 | 15383 | 17434 | 19002 | 20185 | 20879 | 21359 | 21489 | 21673 | 21666 | 21603 | 21345 | 20935 | 20252 | 19825 | 19674 | 19079 | 17680 | 15963 | 434215
170 | 14619 | 13893 | 13391 | 13251 | 13379 | 14100 | 15894 | 17709 | 18929 | 19908 | 20440 | 20632 | 20687 | 20869 | 20864 | 20806 | 20703 | 20161 | 19351 | 18952 | 18794 | 18266 | 16898 | 15227 | 427893
171 | 13905 | 13521 | 13081 | 12885 | 13101 | 13942 | 15686 | 17565 | 19114 | 19738 | 20190 | 20472 | 20450 | 20350 | 20200 | 20020 | 19798 | 19470 | 18852 | 18413 | 18051 | 17407 | 16198 | 14667 | 417247
172 | 13192 | 12516 | 12170 | 12062 | 12308 | 13156 | 14949 | 16949 | 18492 | 19502 | 20025 | 20165 | 20162 | 20109 | 19950 | 19739 | 19611 | 19256 | 18726 | 18410 | 18210 | 17744 | 16533 | 14973 | 409081
173 | 13501 | 12650 | 12336 | 12238 | 12384 | 13215 | 14974 | 17148 | 18895 | 20155 | 20932 | 21427 | 21512 | 21578 | 21497 | 21407 | 21184 | 20523 | 19605 | 18858 | 18574 | 18284 | 17123 | 15648 | 425821
174 | 14178 | 13293 | 12695 | 12356 | 12188 | 12428 | 13253 | 14714 | 16489 | 17797 | 18428 | 18595 | 18553 | 18285 | 17983 | 17777 | 17676 | 17628 | 17275 | 16958 | 16979 | 16913 | 16019 | 14767 | 383401
175 | 13630 | 12860 | 12287 | 11920 | 11764 | 11691 | 12176 | 13304 | 14652 | 15761 | 16397 | 16733 | 16893 | 16817 | 16706 | 16751 | 16831 | 16827 | 16599 | 16380 | 16747 | 16865 | 15839 | 14417 | 361022
176 | 13199 | 12243 | 11802 | 11713 | 11812 | 12514 | 14122 | 15970 | 17657 | 18808 | 19469 | 19902 | 20037 | 20125 | 20026 | 19905 | 19777 | 19245 | 18568 | 18405 | 18402 | 18020 | 16826 | 15301 | 404024
177 | 13940 | 13263 | 12800 | 12638 | 12738 | 13634 | 15441 | 17371 | 18946 | 20205 | 21162 | 21354 | 21473 | 21495 | 21304 | 21137 | 20822 | 20301 | 19058 | 18224 | 17934 | 17623 | 16362 | 14851 | 424253
178 | 13425 | 13000 | 12445 | 12251 | 12349 | 13049 | 14793 | 16797 | 18523 | 19744 | 20173 | 20379 | 20371 | 20468 | 20522 | 20442 | 20246 | 19776 | 18946 | 18259 | 18045 | 17818 | 16606 | 14960 | 413565
179 | 13586 | 12728 | 12214 | 12052 | 12131 | 12819 | 14485 | 16498 | 18288 | 19535 | 20162 | 20400 | 20524 | 20685 | 20676 | 20629 | 20496 | 20045 | 19301 | 18754 | 18704 | 18520 | 17200 | 15772 | 416383
180 | 14273 | 13469 | 12882 | 12656 | 12746 | 13460 | 15151 | 17114 | 18903 | 20108 | 20665 | 20813 | 20831 | 20860 | 20823 | 20722 | 20496 | 19983 | 19079 | 18389 | 18158 | 17963 | 16815 | 15303 | 421842
181 | 14093 | 13288 | 12770 | 12559 | 12462 | 12633 | 13243 | 14530 | 16237 | 17407 | 17960 | 18159 | 18201 | 17971 | 17680 | 17480 | 17381 | 17225 | 17158 | 17069 | 17059 | 16665 | 15689 | 14420 | 379520
182 | 13335 | 12534 | 12080 | 11873 | 11784 | 11896 | 12330 | 13388 | 14753 | 16035 | 16674 | 17106 | 17172 | 17033 | 16852 | 16756 | 16846 | 16943 | 16922 | 16789 | 16711 | 16575 | 15647 | 14287 | 362503
183 | 13030 | 12571 | 12233 | 12168 | 12349 | 12960 | 14494 | 16567 | 18348 | 19636 | 20366 | 20733 | 20979 | 21160 | 21316 | 21105 | 21161 | 20760 | 20042 | 19253 | 18941 | 18775 | 17520 | 15832 | 422482
184 | 14442 | 13531 | 13069 | 12821 | 12918 | 13544 | 15154 | 17162 | 19065 | 20381 | 21010 | 21310 | 21534 | 21711 | 21844 | 22016 | 21874 | 21340 | 20475 | 19853 | 19540 | 19180 | 17850 | 16211 | 438019
185 | 14849 | 13916 | 13532 | 13359 | 13540 | 14081 | 15626 | 17426 | 19180 | 20313 | 20850 | 20932 | 20836 | 20654 | 20467 | 20225 | 19850 | 19388 | 18682 | 18105 | 17884 | 17299 | 16107 | 14814 | 422100
186 | 13507 | 12543 | 11951 | 11687 | 11548 | 11628 | 12038 | 12768 | 13894 | 14902 | 15478 | 15722 | 15627 | 15401 | 15026 | 14774 | 14666 | 14569 | 14319 | 14156 | 14203 | 14228 | 13778 | 12967 | 331566
187 | 12021 | 11496 | 11068 | 10877 | 10937 | 11231 | 12419 | 14117 | 15756 | 16984 | 17701 | 17927 | 18007 | 17981 | 17966 | 18034 | 18048 | 17879 | 17451 | 16874 | 16632 | 16558 | 15673 | 14411 | 368235
188 | 13090 | 12260 | 11688 | 11425 | 11270 | 11353 | 12000 | 13078 | 14516 | 15799 | 16743 | 17231 | 17380 | 17353 | 17346 | 17410 | 17459 | 17425 | 17172 | 16961 | 16993 | 17054 | 16460 | 15390 | 365044
189 | 14051 | 13254 | 12580 | 12220 | 12017 | 11921 | 12212 | 13080 | 14313 | 15617 | 16489 | 17100 | 17668 | 17816 | 17965 | 17875 | 17916 | 17846 | 17619 | 17577 | 17879 | 18166 | 17221 | 15894 | 376485
190 | 14739 | 14205 | 13794 | 13595 | 13774 | 14414 | 15961 | 18125 | 20063 | 21397 | 22157 | 22661 | 23043 | 23476 | 23572 | 23530 | 23307 | 22776 | 22022 | 21223 | 20628 | 20068 | 18652 | 16863 | 464235
191 | 15455 | 14551 | 14096 | 13899 | 14062 | 14738 | 16332 | 18415 | 20288 | 21732 | 22575 | 23073 | 23441 | 23672 | 23716 | 23597 | 23463 | 22855 | 21872 | 20981 | 20440 | 19891 | 18519 | 16839 | 468693
192 | 15307 | 14365 | 13766 | 13465 | 13466 | 13955 | 15441 | 17310 | 19040 | 20044 | 20527 | 20659 | 20728 | 20826 | 20779 | 20784 | 20592 | 20080 | 19182 | 18446 | 18141 | 17900 | 16538 | 15108 | 426641
193 | 13696 | 12890 | 12291 | 12100 | 12210 | 12862 | 14538 | 16549 | 18295 | 19552 | 20219 | 20427 | 20590 | 20680 | 20746 | 20785 | 20741 | 20182 | 19477 | 18788 | 18502 | 18283 | 17175 | 15587 | 417358
194 | 14306 | 13464 | 12957 | 12719 | 12834 | 13450 | 14974 | 16870 | 18821 | 20038 | 20622 | 20757 | 20669 | 20658 | 20608 | 20560 | 20296 | 19793 | 19232 | 18615 | 18364 | 18035 | 16974 | 15562 | 421372
195 | 14451 | 13660 | 13171 | 12914 | 12864 | 13121 | 13670 | 14679 | 16142 | 17317 | 17981 | 18186 | 18137 | 17901 | 17653 | 17548 | 17438 | 17461 | 17306 | 17098 | 16965 | 16945 | 16190 | 15052 | 384045
196 | 14030 | 13250 | 12715 | 12445 | 12256 | 12165 | 12567 | 13384 | 14694 | 16021 | 17150 | 17935 | 18355 | 18559 | 18755 | 18829 | 18976 | 18911 | 18745 | 18519 | 18673 | 18821 | 17992 | 16575 | 390518
197 | 15278 | 14762 | 14406 | 13901 | 14030 | 14714 | 16367 | 18364 | 20190 | 21339 | 22087 | 22370 | 22598 | 22841 | 22923 | 22690 | 22566 | 22116 | 21154 | 20511 | 20294 | 19776 | 18443 | 16582 | 460499
198 | 14965 | 14275 | 13796 | 13572 | 13737 | 14376 | 15987 | 18505 | 20550 | 22044 | 22779 | 23107 | 23389 | 23459 | 23546 | 23608 | 23537 | 22748 | 22019 | 21332 | 20933 | 20752 | 19348 | 17444 | 470006
199 | 15929 | 15087 | 14790 | 14493 | 14541 | 15208 | 16855 | 18994 | 20950 | 22486 | 23248 | 23731 | 24053 | 24339 | 24515 | 24614 | 24480 | 23981 | 22895 | 22464 | 21963 | 21569 | 20146 | 18209 | 489739
200 | 16594 | 15705 | 15221 | 14872 | 14852 | 15419 | 17051 | 19189 | 21197 | 22795 | 23743 | 24310 | 24650 | 24941 | 25106 | 25154 | 25017 | 24466 | 23543 | 22875 | 22581 | 22073 | 20489 | 18648 | 500691
201 | 17210 | 16197 | 15609 | 15278 | 15361 | 16033 | 17552 | 19479 | 21277 | 22498 | 22938 | 23157 | 23377 | 23688 | 23694 | 23594 | 23335 | 22586 | 21653 | 20817 | 20296 | 19733 | 18402 | 16790 | 480755
202 | 15444 | 14353 | 13599 | 13109 | 12893 | 12888 | 13327 | 14285 | 15590 | 16511 | 16976 | 17072 | 17022 | 16829 | 16641 | 16510 | 16543 | 16417 | 16211 | 15973 | 16097 | 16022 | 15191 | 14177 | 369882
203 | 12921 | 12206 | 11653 | 11406 | 11355 | 11375 | 11555 | 12308 | 13411 | 14486 | 15118 | 15631 | 15791 | 15805 | 15816 | 15899 | 15876 | 15933 | 15737 | 15720 | 16140 | 16339 | 15483 | 14376 | 342543
204 | 13278 | 12857 | 12483 | 12316 | 12373 | 13091 | 14505 | 16704 | 18435 | 19695 | 20319 | 20543 | 20601 | 20672 | 20651 | 20506 | 20361 | 19995 | 19372 | 18757 | 18611 | 18307 | 17003 | 15465 | 417104
205 | 13944 | 13224 | 12783 | 12572 | 12715 | 13408 | 15039 | 17047 | 18670 | 19901 | 20352 | 20527 | 20552 | 20476 | 20492 | 20390 | 20262 | 19897 | 19276 | 18700 | 18437 | 18106 | 16826 | 15103 | 418904
206 | 13906 | 13271 | 12767 | 12500 | 12604 | 13395 | 14972 | 16973 | 18747 | 19983 | 20719 | 21108 | 21392 | 21578 | 21598 | 21560 | 21367 | 20845 | 20011 | 19368 | 19226 | 18833 | 17698 | 16098 | 430725
207 | 14875 | 13871 | 13448 | 13221 | 13439 | 14184 | 15906 | 17821 | 19405 | 20656 | 21328 | 21731 | 22058 | 22349 | 22438 | 22387 | 22194 | 21535 | 20668 | 20076 | 19833 | 19226 | 17995 | 16411 | 447262
208 | 14779 | 13944 | 13436 | 13209 | 13434 | 14199 | 15827 | 17709 | 19408 | 20620 | 21186 | 21453 | 21589 | 21713 | 21781 | 21734 | 21454 | 20863 | 19946 | 19128 | 18847 | 18424 | 17223 | 15823 | 437937
209 | 14460 | 13490 | 12822 | 12494 | 12341 | 12653 | 13264 | 14277 | 15646 | 16766 | 17524 | 17815 | 17704 | 17526 | 17414 | 17336 | 17338 | 17231 | 16941 | 16659 | 16766 | 16704 | 15920 | 14745 | 376045
210 | 13529 | 12799 | 11991 | 11653 | 11552 | 11707 | 12104 | 12810 | 13986 | 15033 | 15869 | 16408 | 16646 | 16698 | 16675 | 16773 | 16919 | 16884 | 16644 | 16576 | 16882 | 16947 | 16111 | 14942 | 358348
211 | 13640 | 13089 | 12679 | 12545 | 12716 | 13460 | 15000 | 17043 | 18944 | 20307 | 21019 | 21268 | 21365 | 21316 | 21159 | 20965 | 20706 | 20171 | 19475 | 19033 | 18970 | 18234 | 17004 | 15569 | 425888
212 | 14348 | 13497 | 13080 | 12839 | 13016 | 13751 | 15199 | 17226 | 19020 | 20069 | 20650 | 20734 | 20796 | 20777 | 20699 | 20596 | 20361 | 19859 | 19154 | 18709 | 18493 | 17903 | 16616 | 15135 | 422739
213 | 13898 | 13137 | 12771 | 12594 | 12758 | 13597 | 15173 | 17039 | 18619 | 19930 | 20410 | 20441 | 20443 | 20333 | 20284 | 20260 | 20072 | 19558 | 18916 | 18402 | 18307 | 17773 | 16520 | 14988 | 416436
214 | 13800 | 12992 | 12527 | 12362 | 12500 | 13291 | 14848 | 16770 | 18342 | 19515 | 20057 | 20322 | 20362 | 20460 | 20610 | 20673 | 20624 | 20289 | 19610 | 19058 | 18984 | 18566 | 17304 | 15767 | 419847
215 | 14478 | 13641 | 13166 | 12916 | 13038 | 13694 | 15150 | 17050 | 18822 | 20123 | 20870 | 21119 | 21329 | 21567 | 21582 | 21478 | 21156 | 20625 | 19793 | 19247 | 19020 | 18579 | 17355 | 15981 | 431994
216 | 14739 | 13920 | 13361 | 13020 | 12921 | 13067 | 13593 | 14604 | 16047 | 17117 | 17721 | 17942 | 17978 | 17955 | 17796 | 17716 | 17705 | 17645 | 17474 | 17390 | 17458 | 17291 | 16316 | 15226 | 386218
217 | 14183 | 13311 | 12775 | 12472 | 12319 | 12285 | 12473 | 13139 | 14284 | 15635 | 16507 | 17193 | 17537 | 17857 | 17955 | 17984 | 18153 | 18038 | 17837 | 17836 | 18178 | 18158 | 17099 | 15881 | 379306
218 | 14582 | 14103 | 13622 | 13420 | 13579 | 14199 | 15662 | 17773 | 19720 | 21339 | 22349 | 23119 | 23479 | 23751 | 23838 | 23964 | 23971 | 23543 | 22583 | 21913 | 21739 | 21009 | 19357 | 17509 | 470341
219 | 16069 | 15092 | 14538 | 14264 | 14313 | 14971 | 16572 | 18651 | 20784 | 22413 | 23433 | 24025 | 24417 | 24676 | 24705 | 24712 | 24603 | 24070 | 23120 | 22476 | 22197 | 21435 | 19741 | 17948 | 489444
220 | 16500 | 15596 | 14992 | 14725 | 14808 | 15524 | 17035 | 18997 | 20918 | 22326 | 23204 | 23802 | 24124 | 24357 | 24514 | 24492 | 24326 | 23740 | 22852 | 22138 | 21916 | 21257 | 19682 | 17905 | 489950
221 | 16492 | 15536 | 14932 | 14702 | 14814 | 15393 | 16962 | 18917 | 20774 | 22184 | 22961 | 23320 | 23524 | 23761 | 23698 | 23689 | 23403 | 22651 | 21734 | 21174 | 20986 | 20264 | 18846 | 17203 | 478141
222 | 15862 | 14885 | 14349 | 14031 | 14156 | 14788 | 16321 | 18312 | 20134 | 21583 | 22335 | 22757 | 22993 | 22923 | 22535 | 22219 | 21777 | 21137 | 20419 | 19921 | 19786 | 19254 | 17980 | 16514 | 457193
223 | 15289 | 14373 | 13852 | 13474 | 13364 | 13451 | 13910 | 14975 | 16291 | 17555 | 18281 | 18531 | 18472 | 18319 | 18139 | 18054 | 18057 | 17911 | 17567 | 17360 | 17535 | 17173 | 16140 | 14935 | 393231
224 | 13828 | 13002 | 12437 | 12095 | 11844 | 11826 | 12013 | 12678 | 13865 | 14817 | 15588 | 16100 | 16251 | 16329 | 16292 | 16345 | 16447 | 16332 | 16160 | 16334 | 16775 | 16637 | 15663 | 14575 | 354457
225 | 13175 | 12852 | 12559 | 12481 | 12716 | 13375 | 14936 | 16790 | 18441 | 19647 | 20127 | 20339 | 20306 | 20246 | 20052 | 19860 | 19695 | 19247 | 18650 | 18361 | 18303 | 17547 | 16224 | 14741 | 410895
226 | 13550 | 12731 | 12327 | 12231 | 12444 | 13230 | 14778 | 16397 | 17954 | 19177 | 19676 | 19875 | 19891 | 19923 | 19819 | 19802 | 19734 | 19350 | 18766 | 18311 | 18305 | 17646 | 16150 | 14654 | 406947
227 | 13536 | 12839 | 12398 | 12211 | 12297 | 13024 | 14545 | 16464 | 18247 | 19674 | 20490 | 20892 | 21043 | 21216 | 21207 | 21284 | 21215 | 20728 | 19971 | 19476 | 19494 | 18756 | 17409 | 16022 | 424665
228 | 14382 | 13564 | 12983 | 12788 | 12876 | 13701 | 15424 | 17389 | 19249 | 20651 | 21665 | 22195 | 22429 | 22650 | 22703 | 22548 | 22264 | 21516 | 20639 | 19994 | 19717 | 18943 | 17435 | 15960 | 443893
229 | 14563 | 13706 | 13090 | 12871 | 13019 | 13836 | 15451 | 17353 | 19171 | 20271 | 20968 | 21364 | 21442 | 21508 | 21404 | 21200 | 20815 | 20127 | 19394 | 18860 | 18713 | 18143 | 16878 | 15614 | 429990
230 | 14350 | 13515 | 12922 | 12560 | 12461 | 12728 | 13385 | 14487 | 15984 | 17196 | 17979 | 18298 | 18443 | 18362 | 18282 | 18213 | 18201 | 18091 | 17821 | 17760 | 17946 | 17570 | 16642 | 15531 | 388957
231 | 14443 | 13619 | 12959 | 12600 | 12475 | 12421 | 12633 | 13345 | 14609 | 15721 | 16584 | 17174 | 17482 | 17536 | 17542 | 17579 | 17671 | 17653 | 17442 | 17481 | 18023 | 17749 | 16708 | 15401 | 377081
232 | 14456 | 13932 | 13470 | 13333 | 13477 | 14202 | 15552 | 17497 | 19443 | 21018 | 21800 | 22158 | 22432 | 22662 | 22733 | 22777 | 22610 | 22003 | 21014 | 20390 | 20322 | 19434 | 18012 | 16294 | 451253
233 | 14874 | 14029 | 13468 | 13268 | 13397 | 14217 | 15914 | 17879 | 19742 | 21176 | 21907 | 22337 | 22621 | 22876 | 22964 | 22925 | 22782 | 22131 | 21301 | 20815 | 20465 | 19577 | 18143 | 16535 | 455576
234 | 15269 | 14385 | 13912 | 13737 | 13809 | 14620 | 16194 | 18026 | 19837 | 21193 | 22005 | 22189 | 22329 | 22398 | 22377 | 22306 | 22105 | 21638 | 20911 | 20589 | 20590 | 19692 | 18276 | 16720 | 455341
235 | 15379 | 14537 | 14000 | 13698 | 13874 | 14624 | 16164 | 18077 | 20068 | 21654 | 22624 | 23154 | 23470 | 23698 | 23756 | 23940 | 23833 | 23361 | 22509 | 22046 | 21880 | 20847 | 19312 | 17611 | 474351
236 | 16301 | 15484 | 14911 | 14647 | 14784 | 15503 | 17047 | 19023 | 20974 | 22547 | 23447 | 23929 | 24243 | 24665 | 24870 | 24794 | 24443 | 23685 | 22827 | 22355 | 21794 | 20646 | 19220 | 17649 | 490024
237 | 16458 | 15411 | 14841 | 14467 | 14230 | 14311 | 14870 | 15872 | 17283 | 18358 | 18837 | 19093 | 19244 | 19230 | 19211 | 19194 | 19160 | 18953 | 18625 | 18538 | 18603 | 18090 | 17127 | 15908 | 416151
238 | 14819 | 13997 | 13459 | 13126 | 12934 | 12906 | 13102 | 13833 | 14989 | 16097 | 16948 | 17516 | 17781 | 17916 | 17992 | 18097 | 18112 | 18087 | 17867 | 18003 | 18479 | 18115 | 16987 | 15738 | 387138
239 | 14541 | 14012 | 13483 | 13319 | 13478 | 14238 | 15753 | 17732 | 19730 | 21378 | 22158 | 22891 | 23204 | 23484 | 23560 | 23412 | 23273 | 22731 | 21857 | 21445 | 21481 | 20299 | 18862 | 17117 | 463677
240 | 15670 | 14859 | 14355 | 14102 | 14234 | 14894 | 16380 | 18250 | 20171 | 21563 | 22259 | 22601 | 22792 | 22929 | 22953 | 22990 | 22591 | 21956 | 21170 | 20698 | 20646 | 19604 | 18373 | 16926 | 463206
241 | 15381 | 14494 | 14054 | 13823 | 13968 | 14716 | 16235 | 17928 | 19539 | 20638 | 21102 | 21310 | 21489 | 21476 | 21429 | 21396 | 21234 | 20714 | 19960 | 19623 | 19535 | 18657 | 17288 | 15767 | 441997
242 | 14523 | 13771 | 13297 | 13091 | 13243 | 14002 | 15546 | 17351 | 19159 | 20495 | 21178 | 21549 | 21730 | 21886 | 21940 | 21876 | 21716 | 21070 | 20287 | 19893 | 19780 | 18896 | 17527 | 16010 | 440058
243 | 14731 | 13850 | 13349 | 13063 | 13156 | 13781 | 15164 | 16988 | 18829 | 20073 | 20724 | 21037 | 21088 | 21101 | 21067 | 20903 | 20558 | 19957 | 19207 | 18906 | 18709 | 17862 | 16667 | 15125 | 426138
244 | 14063 | 13238 | 12730 | 12407 | 12325 | 12464 | 12918 | 13824 | 15231 | 16419 | 17066 | 17349 | 17505 | 17472 | 17428 | 17419 | 17490 | 17406 | 17209 | 17241 | 17337 | 16760 | 15824 | 14679 | 374048
245 | 13787 | 12926 | 12471 | 12157 | 12042 | 12040 | 12171 | 12776 | 13825 | 14842 | 15575 | 16106 | 16345 | 16362 | 16354 | 16309 | 16438 | 16468 | 16409 | 16482 | 16772 | 16294 | 15404 | 14316 | 354916
246 | 13336 | 12703 | 12327 | 12195 | 12075 | 12239 | 12508 | 13186 | 14371 | 15704 | 16716 | 17277 | 17538 | 17629 | 17776 | 17917 | 18232 | 18282 | 18235 | 18535 | 18992 | 18371 | 17080 | 15793 | 379263
247 | 14731 | 14092 | 13652 | 13419 | 13529 | 14240 | 15747 | 17765 | 19768 | 21360 | 22322 | 22962 | 23262 | 23582 | 23842 | 23929 | 23854 | 23292 | 22648 | 22356 | 22244 | 20877 | 19254 | 17276 | 470250
248 | 15768 | 14920 | 14452 | 14180 | 14343 | 15385 | 17187 | 18930 | 20425 | 21636 | 22444 | 22943 | 23262 | 23389 | 23368 | 23247 | 23101 | 22721 | 22282 | 22205 | 21932 | 20692 | 18946 | 17153 | 475159
249 | 15777 | 15009 | 14534 | 14282 | 14520 | 15575 | 17466 | 19425 | 20937 | 22324 | 23069 | 23504 | 23788 | 24029 | 24125 | 24201 | 24070 | 23554 | 22789 | 22574 | 22311 | 20972 | 19334 | 17542 | 485960
250 | 16145 | 15231 | 14669 | 14456 | 14610 | 15587 | 17423 | 19322 | 20863 | 22214 | 23033 | 23448 | 23662 | 23610 | 23517 | 23265 | 22844 | 22176 | 21572 | 21393 | 20976 | 19885 | 18605 | 17100 | 475856
251 | 16170 | 15168 | 14645 | 14338 | 14367 | 14626 | 15339 | 16484 | 17896 | 19162 | 19900 | 20153 | 20197 | 19933 | 19692 | 19560 | 19485 | 19379 | 19372 | 19297 | 19116 | 18528 | 17485 | 16435 | 426978
252 | 15426 | 14707 | 14165 | 13781 | 13588 | 13635 | 13903 | 14638 | 15599 | 16656 | 17378 | 17923 | 18200 | 18214 | 18213 | 18144 | 18131 | 18056 | 18028 | 18404 | 18422 | 17759 | 16668 | 15418 | 395308
253 | 14348 | 13910 | 13548 | 13477 | 13736 | 14705 | 16584 | 18713 | 20159 | 21483 | 22241 | 22535 | 22706 | 23039 | 23190 | 23226 | 23241 | 22937 | 22534 | 22346 | 21946 | 20738 | 19042 | 17143 | 467780
254 | 15749 | 15064 | 14612 | 14439 | 14653 | 15602 | 17597 | 19559 | 21034 | 22149 | 22781 | 23141 | 23441 | 23648 | 23774 | 23894 | 23827 | 23278 | 22645 | 22481 | 22180 | 20756 | 18962 | 17064 | 482584
255 | 15668 | 14840 | 14223 | 13998 | 14201 | 15116 | 16952 | 18751 | 20044 | 21058 | 21422 | 21499 | 21596 | 21612 | 21512 | 21533 | 21330 | 20962 | 20531 | 20509 | 20215 | 18905 | 17300 | 15642 | 449674
256 | 14382 | 13745 | 13225 | 13039 | 13300 | 14328 | 16285 | 18051 | 19336 | 20171 | 20524 | 20651 | 20612 | 20463 | 20303 | 20136 | 20101 | 19790 | 19508 | 19521 | 19031 | 17830 | 16358 | 14762 | 425708
257 | 13583 | 12998 | 12510 | 12392 | 12637 | 13541 | 15522 | 17373 | 18727 | 19509 | 19859 | 19892 | 19784 | 19628 | 19465 | 19306 | 19145 | 18804 | 18481 | 18388 | 17938 | 17026 | 15709 | 14341 | 406815
258 | 13472 | 12463 | 11802 | 11630 | 11625 | 11919 | 12598 | 13564 | 14850 | 15853 | 16343 | 16451 | 16456 | 16276 | 16102 | 15952 | 15870 | 15814 | 15950 | 16257 | 16149 | 15501 | 14463 | 13513 | 351131
259 | 12524 | 11901 | 11465 | 11174 | 11194 | 11243 | 11558 | 12255 | 13200 | 14119 | 14774 | 15096 | 15214 | 15251 | 15145 | 15077 | 15176 | 15287 | 15673 | 16225 | 16147 | 15398 | 14138 | 12989 | 332482
260 | 12113 | 11832 | 11551 | 11431 | 11730 | 12633 | 14487 | 16316 | 17582 | 18613 | 19127 | 19240 | 19181 | 19213 | 19022 | 18975 | 18955 | 18863 | 18734 | 18709 | 18072 | 16879 | 15377 | 13852 | 392747
261 | 12630 | 12042 | 11708 | 11575 | 11803 | 12838 | 14866 | 16751 | 17934 | 18811 | 19125 | 19180 | 19078 | 18946 | 18851 | 18830 | 18892 | 18898 | 18920 | 18475 | 17674 | 16434 | 15045 | 13471 | 393038
262 | 12221 | 11722 | 11344 | 11272 | 11516 | 12512 | 14331 | 16127 | 17250 | 18019 | 18316 | 18337 | 18257 | 18239 | 18185 | 18149 | 18164 | 18017 | 18001 | 18026 | 17590 | 16495 | 15076 | 13553 | 380981
263 | 12281 | 11763 | 11392 | 11279 | 11443 | 12473 | 14395 | 16063 | 17138 | 18067 | 18405 | 18557 | 18538 | 18628 | 18606 | 18619 | 18477 | 18188 | 18074 | 18227 | 17833 | 16627 | 15221 | 13634 | 384191
264 | 12470 | 11906 | 11472 | 11338 | 11582 | 12490 | 14406 | 16047 | 17309 | 18172 | 18635 | 18759 | 18806 | 18856 | 18749 | 18608 | 18442 | 18039 | 17816 | 17934 | 17462 | 16556 | 15286 | 13908 | 385312
265 | 12943 | 12187 | 11788 | 11463 | 11493 | 11796 | 12442 | 13369 | 14588 | 15490 | 16078 | 16248 | 16167 | 16065 | 15871 | 15707 | 15696 | 15829 | 16144 | 16476 | 16177 | 15530 | 14540 | 13524 | 347876
266 | 12592 | 11958 | 11556 | 11231 | 11167 | 11310 | 11716 | 12393 | 13470 | 14482 | 15035 | 15394 | 15516 | 15546 | 15524 | 15545 | 15689 | 15746 | 15841 | 16161 | 15890 | 15167 | 14052 | 12903 | 336150
267 | 11976 | 11639 | 11371 | 11305 | 11506 | 12280 | 13922 | 15532 | 16812 | 17637 | 17955 | 17991 | 17887 | 17727 | 17602 | 17468 | 17524 | 17509 | 17586 | 17818 | 17369 | 16239 | 14929 | 13502 | 373353
268 | 12294 | 11753 | 11429 | 11272 | 11521 | 12517 | 14364 | 16027 | 17145 | 17839 | 18088 | 18077 | 18054 | 18064 | 17999 | 18102 | 18298 | 18501 | 18532 | 18376 | 17662 | 16531 | 15120 | 13592 | 381425
269 | 12467 | 11814 | 11453 | 11321 | 11555 | 12573 | 14471 | 16120 | 17210 | 17915 | 18238 | 18258 | 18156 | 18046 | 17908 | 17906 | 17983 | 17925 | 17967 | 18130 | 17617 | 16545 | 15159 | 13692 | 380698
270 | 12291 | 11577 | 11259 | 11120 | 11311 | 12338 | 14413 | 16142 | 17054 | 17784 | 18033 | 18122 | 18071 | 18064 | 17978 | 17870 | 17848 | 17781 | 17941 | 18220 | 17628 | 16474 | 15076 | 13571 | 378236
271 | 12431 | 11834 | 11440 | 11346 | 11565 | 12564 | 14500 | 16298 | 17389 | 18209 | 18420 | 18410 | 18336 | 18340 | 18062 | 17890 | 17784 | 17677 | 17834 | 17827 | 17271 | 16348 | 15122 | 13683 | 380851
272 | 12787 | 11845 | 11464 | 11263 | 11253 | 11587 | 12475 | 13499 | 14710 | 15656 | 16174 | 16322 | 16258 | 16035 | 15846 | 15768 | 15808 | 16015 | 16480 | 16602 | 16187 | 15482 | 14516 | 13308 | 347612
273 | 12235 | 11525 | 11066 | 10808 | 10762 | 10879 | 11413 | 12020 | 12870 | 13675 | 14245 | 14475 | 14501 | 14398 | 14250 | 14227 | 14366 | 14629 | 15191 | 15806 | 15590 | 14878 | 13776 | 12677 | 320535
274 | 11532 | 11137 | 10823 | 10682 | 11035 | 11968 | 14008 | 15746 | 16777 | 17493 | 17909 | 17934 | 17865 | 17859 | 17789 | 17703 | 17742 | 17838 | 18048 | 18078 | 17431 | 16389 | 15089 | 13610 | 372759
275 | 12442 | 11578 | 11236 | 11158 | 11400 | 12473 | 14504 | 16242 | 17275 | 18032 | 18367 | 18475 | 18490 | 18623 | 18574 | 18629 | 18553 | 18360 | 18329 | 18645 | 17938 | 16689 | 15208 | 13758 | 385253
276 | 12316 | 11520 | 11233 | 11081 | 11378 | 12414 | 14593 | 16475 | 17684 | 18372 | 18645 | 18684 | 18699 | 18717 | 18679 | 18667 | 18706 | 18725 | 18736 | 18828 | 17957 | 16875 | 15449 | 13998 | 388707
277 | 12845 | 12126 | 11741 | 11560 | 11817 | 12834 | 14691 | 16306 | 17286 | 17942 | 18178 | 18118 | 17977 | 17895 | 17803 | 17668 | 17692 | 17735 | 17980 | 18315 | 17723 | 16617 | 15151 | 13773 | 382050
278 | 12667 | 12138 | 11835 | 11736 | 12002 | 13019 | 15017 | 16536 | 17453 | 17991 | 18150 | 17993 | 17833 | 17748 | 17427 | 17179 | 17012 | 17018 | 17320 | 17686 | 17170 | 16326 | 15235 | 13932 | 378701
279 | 13004 | 12299 | 11882 | 11729 | 11819 | 12231 | 12924 | 13862 | 14895 | 15454 | 15651 | 15508 | 15207 | 14898 | 14600 | 14468 | 14850 | 14857 | 15493 | 16124 | 15701 | 15096 | 14101 | 13130 | 340062
280 | 12273 | 11762 | 11293 | 11093 | 11083 | 11425 | 11892 | 12538 | 13355 | 13908 | 14142 | 14367 | 14433 | 14366 | 14075 | 14050 | 14266 | 14610 | 15250 | 15890 | 15706 | 14965 | 13900 | 12824 | 323746
281 | 11826 | 11467 | 11124 | 11115 | 11390 | 12425 | 14428 | 16046 | 17026 | 17765 | 18000 | 17960 | 17825 | 17820 | 17743 | 17707 | 17727 | 17797 | 18124 | 18413 | 17598 | 16426 | 15125 | 13682 | 376840
282 | 12352 | 11775 | 11301 | 11211 | 11477 | 12576 | 14665 | 16435 | 17467 | 17981 | 18209 | 18204 | 18216 | 18259 | 18151 | 18150 | 18332 | 18523 | 18754 | 18514 | 17690 | 16537 | 15116 | 13555 | 383732
283 | 12325 | 11783 | 11413 | 11294 | 11529 | 12588 | 14609 | 16452 | 17442 | 18029 | 18269 | 18112 | 18024 | 17995 | 17887 | 17801 | 17868 | 18016 | 18296 | 18316 | 17656 | 16538 | 15394 | 13651 | 381570
284 | 12444 | 11822 | 11491 | 11382 | 11651 | 12671 | 14659 | 16554 | 17651 | 18306 | 18505 | 18486 | 18321 | 18313 | 18088 | 17913 | 17939 | 18247 | 18526 | 18489 | 17805 | 16610 | 15266 | 13760 | 385183
285 | 12581 | 12037 | 11636 | 11510 | 11812 | 12878 | 14861 | 16573 | 17547 | 18112 | 18265 | 18149 | 17903 | 17754 | 17427 | 17228 | 17045 | 17192 | 17566 | 17761 | 17221 | 16390 | 15208 | 13914 | 378855
286 | 12867 | 12215 | 11738 | 11567 | 11667 | 12017 | 12865 | 13883 | 14821 | 15496 | 15671 | 15536 | 15278 | 14885 | 14629 | 14524 | 14629 | 15104 | 15825 | 16160 | 15701 | 15113 | 14189 | 13098 | 339764
287 | 12149 | 11496 | 11114 | 10920 | 10870 | 11053 | 11574 | 12314 | 13178 | 13929 | 14171 | 14270 | 14204 | 14015 | 13828 | 13790 | 13962 | 14435 | 15236 | 15667 | 15374 | 14796 | 13877 | 12855 | 319364
288 | 11764 | 11360 | 10985 | 10878 | 11061 | 11709 | 13021 | 14587 | 16077 | 16961 | 17299 | 17478 | 17333 | 17237 | 17053 | 16953 | 16950 | 17247 | 17652 | 17891 | 17301 | 16180 | 14924 | 13508 | 363697
289 | 12262 | 11766 | 11422 | 11437 | 11705 | 12827 | 14880 | 16633 | 17535 | 18043 | 18183 | 18011 | 17861 | 17717 | 17566 | 17433 | 17434 | 17765 | 18244 | 18328 | 17679 | 16575 | 15196 | 13693 | 380484
290 | 12510 | 11807 | 11214 | 11091 | 11358 | 12385 | 14452 | 16265 | 17086 | 17705 | 17963 | 18136 | 18110 | 18100 | 18124 | 18014 | 18166 | 18277 | 18635 | 18545 | 17895 | 16664 | 15316 | 13776 | 381884
291 | 12563 | 11932 | 11542 | 11338 | 11605 | 12695 | 14761 | 16647 | 17577 | 18290 | 18574 | 18629 | 18615 | 18649 | 18570 | 18513 | 18407 | 18527 | 18819 | 18713 | 17957 | 16780 | 15407 | 13842 | 389243
292 | 12516 | 11841 | 11354 | 11216 | 11480 | 12600 | 14717 | 16442 | 17364 | 18011 | 18226 | 18201 | 18080 | 17975 | 17794 | 17634 | 17694 | 17935 | 18102 | 17696 | 17045 | 16034 | 14857 | 13563 | 378669
293 | 12435 | 11648 | 11286 | 11076 | 11139 | 11573 | 12417 | 13530 | 14700 | 15648 | 16340 | 16538 | 16477 | 16224 | 16000 | 16038 | 16144 | 16466 | 16725 | 16518 | 15915 | 15239 | 14329 | 13287 | 347985
294 | 12271 | 11545 | 11083 | 10884 | 10877 | 11124 | 11683 | 12397 | 13174 | 13963 | 14479 | 14760 | 14795 | 14646 | 14496 | 14518 | 14853 | 15383 | 16078 | 16194 | 15862 | 15150 | 14035 | 12840 | 327384
295 | 11935 | 11307 | 10919 | 10891 | 11195 | 12384 | 14473 | 16283 | 17149 | 17900 | 18099 | 18062 | 17875 | 17777 | 17651 | 17621 | 17753 | 18255 | 18636 | 18387 | 17620 | 16494 | 15154 | 13679 | 377794
296 | 12370 | 11514 | 11219 | 11077 | 11336 | 12519 | 14675 | 16434 | 17275 | 17893 | 18000 | 17951 | 17800 | 17720 | 17560 | 17504 | 17629 | 18001 | 18477 | 18299 | 17699 | 16613 | 15281 | 13774 | 378916
297 | 12397 | 11683 | 11270 | 11098 | 11324 | 12789 | 14844 | 16591 | 17426 | 17935 | 18175 | 18091 | 17939 | 17939 | 17917 | 17903 | 18088 | 18641 | 18913 | 18433 | 17701 | 16565 | 15299 | 13816 | 383074
298 | 12559 | 11724 | 11228 | 11127 | 11380 | 12535 | 14677 | 16422 | 17245 | 17910 | 18111 | 18051 | 17941 | 17925 | 17838 | 17882 | 18033 | 18467 | 18797 | 18495 | 17809 | 16702 | 15322 | 13847 | 382325
299 | 12427 | 11757 | 11341 | 11216 | 11468 | 12600 | 14733 | 16400 | 17290 | 17856 | 18002 | 17896 | 17846 | 17736 | 17560 | 17324 | 17316 | 17568 | 17977 | 17769 | 16988 | 16158 | 15074 | 13673 | 376274
300 | 12751 | 12081 | 11641 | 11409 | 11538 | 11944 | 12751 | 13651 | 14533 | 15248 | 15507 | 15414 | 15146 | 14839 | 14581 | 14489 | 14668 | 15322 | 16066 | 16116 | 15617 | 14993 | 14174 | 13269 | 338048
301 | 12425.5 | 11542.5 | 11007 | 10912 | 10909 | 11142 | 11513 | 12223 | 13221 | 13861 | 14208 | 14377 | 14411 | 14280 | 14125 | 14207 | 14788 | 16207 | 16501 | 16186 | 15660 | 14918 | 13965 | 12921 | 325811
302 | 11916 | 11391 | 11174 | 11104 | 11320 | 12235 | 14055 | 15852 | 17033 | 18047 | 18539 | 18549 | 18407 | 18205 | 17914 | 17864 | 18241 | 19397 | 19241 | 18673 | 17848 | 16854 | 15471 | 13994 | 383626
303 | 12886 | 12168 | 11796 | 11683 | 11854 | 12844 | 14366 | 16174 | 16911 | 17691 | 18082 | 18031 | 17813 | 17774 | 17613 | 17581 | 17961 | 19318 | 19293 | 18780 | 18168 | 17088 | 15609 | 14102 | 385889
304 | 12806 | 12143 | 11756 | 11634 | 11853 | 12746 | 14459 | 16063 | 17136 | 17814 | 18431 | 18504 | 18301 | 18274 | 18156 | 18164 | 18594 | 19699 | 19435 | 18781 | 18112 | 17073 | 15685 | 14233 | 390156
305 | 12854 | 12136 | 11687 | 11548 | 11727 | 12570 | 14310 | 15809 | 16868 | 17647 | 18002 | 18046 | 17838 | 17752 | 17513 | 17472 | 17818 | 18910 | 18703 | 18208 | 17823 | 17013 | 15618 | 14327 | 382504
306 | 12861 | 12189 | 11998 | 11874 | 11973 | 12825 | 14434 | 16174 | 17203 | 17952 | 18435 | 18413 | 18204 | 18152 | 17971 | 17993 | 18275 | 19182 | 18826 | 18330 | 17711 | 16919 | 15854 | 14800 | 388854
307 | 13390 | 12620 | 12107 | 11897 | 11892 | 12182 | 12813 | 13767 | 14977 | 15701 | 16040 | 16061 | 15897 | 15661 | 15475 | 15401 | 16040 | 17314 | 17317 | 16975 | 16609 | 16048 | 15150 | 14172 | 355813
308 | 13124 | 12502 | 12063 | 11776 | 11725 | 11929 | 12291 | 12969 | 13904 | 14579 | 14936 | 15171 | 15208 | 15034 | 14993 | 15060 | 15818 | 17156 | 17216 | 16968 | 16567 | 15930 | 14886 | 13640 | 345753
309 | 12798 | 12206 | 11940 | 11842 | 12012 | 12875 | 14720 | 16292 | 17212 | 17881 | 18230 | 18216 | 17978 | 17822 | 17562 | 17620 | 18032 | 19453 | 19235 | 18917 | 18260 | 17213 | 15843 | 14312 | 388780
310 | 13189 | 12446 | 11877 | 11734 | 11908 | 12740 | 14463 | 15957 | 16950 | 17614 | 18147 | 18151 | 17910 | 17817 | 17728 | 17826 | 18459 | 19523 | 19168 | 18776 | 18212 | 17162 | 15826 | 14266 | 388159
311 | 13124 | 12333 | 11816 | 11700 | 11800 | 12697 | 14620 | 16356 | 17300 | 17877 | 18256 | 18275 | 18066 | 17963 | 17825 | 17868 | 18522 | 19600 | 19266 | 18810 | 18151 | 17111 | 15725 | 14245 | 389617
312 | 13028 | 12202 | 11632 | 11441 | 11513 | 12364 | 14323 | 16143 | 17147 | 17890 | 18403 | 18514 | 18371 | 18322 | 18212 | 18259 | 18790 | 19779 | 19331 | 18918 | 18162 | 17112 | 15740 | 14142 | 390050
313 | 12865 | 12070 | 11577 | 11409 | 11466 | 12251 | 14232 | 16163 | 17274 | 18113 | 18826 | 18953 | 18775 | 18684 | 18476 | 18600 | 19105 | 19519 | 18933 | 18354 | 17709 | 16797 | 15661 | 14433 | 390558
314 | 13110 | 12285 | 11735 | 11452 | 11346 | 11557 | 12246 | 13138 | 14430 | 15332 | 15851 | 15962 | 15815 | 15582 | 15209 | 15115 | 15716 | 17157 | 17072 | 16740 | 16252 | 15665 | 14821 | 13871 | 347773
315 | 13020 | 12296 | 11648 | 11342 | 11272 | 11389 | 11731 | 12245 | 13135 | 13835 | 14405 | 14728 | 14813 | 14737 | 14676 | 14786 | 15689 | 16794 | 16867 | 16619 | 16368 | 15765 | 14892 | 13823 | 337190
316 | 12907 | 12319 | 11926 | 11814 | 11974 | 12589 | 13879 | 15334 | 16744 | 17693 | 18142 | 18224 | 18093 | 17978 | 17800 | 17824 | 18714 | 19831 | 19431 | 19258 | 18702 | 17727 | 16380 | 14937 | 390536
317 | 13841 | 13075 | 12638 | 12475 | 12600 | 13500 | 15353 | 16926 | 17972 | 18569 | 18940 | 18863 | 18652 | 18516 | 18345 | 18431 | 19281 | 20512 | 20250 | 19829 | 19168 | 18185 | 16822 | 15286 | 408346
318 | 14119 | 13288 | 12811 | 12818 | 12851 | 13753 | 15793 | 17360 | 18245 | 18782 | 19075 | 18980 | 18875 | 18728 | 18603 | 18694 | 19471 | 20643 | 20463 | 19987 | 19397 | 18486 | 17002 | 15416 | 413958
319 | 14217 | 13482 | 13076 | 12887 | 13052 | 13934 | 15858 | 17583 | 18489 | 19088 | 19337 | 19285 | 19136 | 18999 | 18880 | 18978 | 19707 | 20828 | 20608 | 20248 | 19572 | 18641 | 17202 | 15537 | 418943
320 | 14337 | 13621 | 13251 | 13110 | 13259 | 14105 | 16011 | 17586 | 18580 | 19148 | 19395 | 19258 | 19023 | 18739 | 18483 | 18516 | 19106 | 20251 | 19925 | 19602 | 18979 | 18208 | 17053 | 15690 | 415556
321 | 14543 | 13999 | 13434 | 13216 | 13232 | 13513 | 14159 | 15017 | 16152 | 16703 | 17008 | 16945 | 16584 | 16186 | 15841 | 15754 | 16585 | 18075 | 18064 | 17725 | 17248 | 16641 | 15841 | 14832 | 377618
322 | 13963 | 13223 | 12730 | 12533 | 12486 | 12623 | 13006 | 13564 | 14414 | 14873 | 15185 | 15235 | 15116 | 14886 | 14651 | 14773 | 15781 | 17323 | 17289 | 17162 | 16806 | 16087 | 15070 | 13910 | 353011
323 | 12963 | 12405 | 12101 | 12013 | 12188 | 13028 | 14964 | 16544 | 17656 | 18217 | 18580 | 18586 | 18189 | 18253 | 17960 | 18140 | 19051 | 20016 | 19655 | 19148 | 18498 | 17501 | 16078 | 14621 | 396678
324 | 13505 | 12648 | 12200 | 12020 | 12174 | 12969 | 14985 | 16827 | 17865 | 18519 | 18817 | 18843 | 18728 | 18567 | 18488 | 18697 | 19523 | 20349 | 19931 | 19522 | 18894 | 17978 | 16532 | 14965 | 403870
325 | 13715 | 12953 | 12567 | 12442 | 12565 | 13459 | 15393 | 17061 | 17973 | 18496 | 18754 | 18797 | 18748 | 18740 | 18620 | 18701 | 19430 | 20512 | 20125 | 19731 | 19160 | 18134 | 16698 | 15185 | 408284
326 | 14085 | 13388 | 12931 | 12772 | 12925 | 13858 | 15838 | 17367 | 18236 | 18816 | 19147 | 19191 | 19002 | 18854 | 18761 | 19047 | 19843 | 20583 | 20232 | 19890 | 19178 | 18157 | 16826 | 15271 | 414524
327 | 14123 | 13340 | 12814 | 12700 | 12836 | 13657 | 15641 | 17231 | 18198 | 18748 | 19163 | 19034 | 18783 | 18671 | 18516 | 18564 | 19199 | 20059 | 19572 | 19204 | 18635 | 17766 | 16570 | 15245 | 408596
328 | 14171 | 13360 | 12827 | 12593 | 12593 | 12924 | 13538 | 14411 | 15610 | 16355 | 16665 | 16602 | 16434 | 16198 | 15941 | 15983 | 16962 | 18011 | 17848 | 17552 | 17007 | 16315 | 15498 | 14458 | 370184
329 | 13513 | 12764 | 12291 | 12017 | 11959 | 12217 | 12669 | 13235 | 14212 | 14864 | 15423 | 15862 | 15865 | 15828 | 15848 | 16099 | 17159 | 18004 | 17909 | 17699 | 17236 | 16427 | 15263 | 14047 | 358739
330 | 13115 | 12505 | 12215 | 12067 | 12268 | 13135 | 15127 | 16930 | 18053 | 18646 | 19045 | 19034 | 18816 | 18679 | 18490 | 18693 | 19628 | 20425 | 19954 | 19609 | 18973 | 17978 | 16549 | 15008 | 405272
331 | 13750 | 12996 | 12521 | 12370 | 12497 | 13211 | 15165 | 17033 | 18048 | 18776 | 19306 | 19373 | 19203 | 19121 | 19099 | 19317 | 20001 | 20714 | 20280 | 19960 | 19379 | 18412 | 17077 | 15438 | 413378
332 | 14324 | 13551 | 13088 | 12969 | 13134 | 13938 | 15683 | 17346 | 18448 | 19211 | 19573 | 19629 | 19339 | 19285 | 19043 | 19006 | 19660 | 20684 | 20395 | 20077 | 19593 | 18613 | 17368 | 15929 | 420218
333 | 14718 | 13866 | 13358 | 13163 | 13149 | 13356 | 13888 | 14588 | 15600 | 16316 | 16689 | 16742 | 16544 | 16219 | 15919 | 15658 | 15924 | 16341 | 16288 | 16314 | 16224 | 16073 | 15439 | 14546 | 367255
334 | 13759 | 13145 | 12676 | 12547 | 12601 | 13030 | 13903 | 14884 | 16077 | 16924 | 17353 | 17299 | 17067 | 16712 | 16427 | 16494 | 17435 | 18545 | 18297 | 18013 | 17562 | 16935 | 16011 | 14894 | 378924
335 | 13760 | 12989 | 12620 | 12367 | 12406 | 12738 | 13213 | 13915 | 15070 | 15992 | 16400 | 16380 | 16273 | 16150 | 16084 | 16166 | 17152 | 17891 | 17674 | 17390 | 16928 | 16324 | 15435 | 14322 | 365974
336 | 13466 | 12661 | 12060 | 11782 | 11710 | 11811 | 12155 | 12775 | 13720 | 14641 | 15386 | 15739 | 16003 | 15948 | 15831 | 15977 | 16890 | 17522 | 17479 | 17279 | 16812 | 15933 | 14814 | 13947 | 352677
337 | 12707 | 12083 | 11711 | 11721 | 11768 | 12617 | 14521 | 16359 | 17571 | 18374 | 18889 | 18853 | 18711 | 18566 | 18388 | 18434 | 19377 | 20525 | 20250 | 19869 | 19243 | 18260 | 16776 | 15511 | 401421
338 | 14028 | 13288 | 12782 | 12616 | 12775 | 13566 | 15511 | 17144 | 17969 | 18496 | 18708 | 18544 | 18339 | 18199 | 18033 | 18082 | 19045 | 20332 | 20132 | 19737 | 19142 | 18205 | 16720 | 15020 | 406751
339 | 13772 | 13149 | 12769 | 12472 | 12542 | 13415 | 15351 | 17422 | 18382 | 18990 | 19220 | 19179 | 19099 | 19056 | 18909 | 19095 | 19955 | 20618 | 20396 | 20086 | 19508 | 18347 | 17050 | 15732 | 414853
340 | 13870 | 13127 | 12629 | 12501 | 12643 | 13512 | 15712 | 17129 | 17947 | 18493 | 18818 | 18773 | 18577 | 18568 | 18458 | 18650 | 19772 | 20584 | 20266 | 19821 | 19179 | 18316 | 16925 | 15250 | 409860
341 | 13909 | 13094 | 12631 | 12498 | 12626 | 13459 | 15432 | 17223 | 18187 | 19027 | 19613 | 19570 | 19277 | 19142 | 18960 | 19074 | 19824 | 20379 | 19936 | 19487 | 18843 | 17983 | 16809 | 15497 | 412821
342 | 14220 | 13346 | 12740 | 12489 | 12462 | 12767 | 13455 | 14462 | 15615 | 16598 | 17361 | 17393 | 17374 | 17213 | 17089 | 17152 | 18077 | 18722 | 18449 | 18171 | 17674 | 17059 | 16231 | 15136 | 381597
343 | 14102 | 13132 | 12512 | 12194 | 12137 | 12248 | 12671 | 13263 | 14121 | 14918 | 15421 | 15642 | 15765 | 15605 | 15465 | 15576 | 16867 | 18255 | 18303 | 18199 | 17850 | 17142 | 16054 | 14757 | 362542
344 | 13598 | 12954 | 12661 | 12578 | 12674 | 13410 | 15340 | 17072 | 18188 | 18867 | 19193 | 19166 | 18922 | 18802 | 18666 | 18767 | 19808 | 21009 | 20773 | 20501 | 19925 | 19000 | 17538 | 15794 | 415550
345 | 14350 | 13518 | 13076 | 12908 | 13040 | 13930 | 15891 | 17613 | 18474 | 19056 | 19179 | 19157 | 18958 | 18927 | 18790 | 18864 | 19872 | 21068 | 20863 | 20393 | 19858 | 18856 | 17345 | 15586 | 419917
346 | 14288 | 13425 | 12929 | 12767 | 12920 | 13633 | 15576 | 17449 | 18402 | 18973 | 19197 | 19194 | 19098 | 19120 | 19039 | 19297 | 20386 | 21089 | 20657 | 20269 | 19618 | 18610 | 17069 | 15319 | 418670
347 | 14020 | 13170 | 12675 | 12478 | 12593 | 13405 | 15437 | 17429 | 18464 | 19142 | 19423 | 19472 | 19359 | 19266 | 19152 | 19283 | 20245 | 20868 | 20586 | 20077 | 19453 | 18502 | 16922 | 15279 | 417047
348 | 13946 | 13078 | 12529 | 12358 | 12461 | 13231 | 15173 | 17223 | 18266 | 18981 | 19352 | 19465 | 19296 | 19152 | 18996 | 19136 | 20015 | 20484 | 19994 | 19529 | 18931 | 18116 | 17165 | 15539 | 412764
349 | 14113 | 13400 | 12693 | 12450 | 12421 | 12678 | 13442 | 14446 | 15719 | 16819 | 17387 | 17519 | 17349 | 17094 | 16827 | 16749 | 17687 | 18843 | 18645 | 18339 | 17840 | 17208 | 16368 | 15261 | 381646
350 | 14115 | 13265 | 12523 | 12185 | 12087 | 12213 | 12684 | 13346 | 14250 | 15064 | 15608 | 15773 | 15889 | 15829 | 15801 | 15954 | 17152 | 18277 | 18358 | 18261 | 17945 | 17276 | 16070 | 14693 | 364968
351 | 13423 | 12694 | 12344 | 12187 | 12449 | 13112 | 15069 | 16920 | 18082 | 18745 | 19075 | 19035 | 18885 | 18846 | 18713 | 18836 | 19966 | 20869 | 20619 | 20164 | 19598 | 18630 | 17188 | 15437 | 411237
352 | 14043 | 13053 | 12455 | 12230 | 12320 | 13123 | 15134 | 17033 | 17999 | 18600 | 18973 | 19013 | 18881 | 18786 | 18692 | 18734 | 19623 | 20559 | 20274 | 19911 | 19287 | 18430 | 16850 | 15246 | 409601
353 | 13754 | 12852 | 12325 | 12129 | 12185 | 12988 | 14932 | 16817 | 17619 | 18150 | 18536 | 18535 | 18498 | 18496 | 18355 | 18543 | 19541 | 20534 | 20244 | 19890 | 19365 | 18534 | 17159 | 15345 | 405679
354 | 13741 | 12906 | 12488 | 12306 | 12451 | 13250 | 15156 | 17213 | 18277 | 19015 | 19484 | 19565 | 19410 | 19358 | 19161 | 19401 | 20365 | 21222 | 21007 | 20693 | 20154 | 19230 | 17840 | 16126 | 420173
355 | 14692 | 13838 | 13417 | 13279 | 13492 | 14345 | 16284 | 17932 | 18987 | 19579 | 19878 | 19819 | 19533 | 19399 | 19146 | 19176 | 20153 | 21317 | 21197 | 20748 | 20243 | 19450 | 18296 | 16795 | 431350
356 | 15507 | 14585 | 13963 | 13699 | 13701 | 14052 | 14635 | 15580 | 16672 | 17326 | 17740 | 17693 | 17380 | 17068 | 16815 | 16831 | 17931 | 19484 | 19500 | 19248 | 18753 | 18214 | 17382 | 16235 | 400350
357 | 15137 | 14179 | 13183 | 12962 | 12927 | 13042 | 13656 | 14330 | 15216 | 16029 | 16518 | 16507 | 16554 | 16352 | 16174 | 16410 | 17541 | 18668 | 18694 | 18552 | 18220 | 17612 | 16610 | 15334 | 380764
358 | 14148 | 13005 | 12605 | 12454 | 12485 | 12940 | 14508 | 16161 | 17507 | 18428 | 18882 | 18929 | 19041 | 18542 | 18218 | 18165 | 19056 | 20219 | 19947 | 19645 | 19200 | 18370 | 17249 | 15644 | 405706
359 | 14149 | 12565 | 11869 | 11693 | 11701 | 12217 | 13639 | 15097 | 16414 | 17439 | 17996 | 18022 | 17702 | 17383 | 17230 | 17298 | 17966 | 18439 | 17827 | 17302 | 16787 | 16439 | 15962 | 14835 | 378330
360 | 13587 | 12682 | 12145 | 11910 | 11897 | 12174 | 12621 | 13233 | 14044 | 14474 | 14959 | 15043 | 15037 | 14781 | 14463 | 14573 | 15204 | 16268 | 16450 | 16453 | 16309 | 16040 | 15499 | 14413 | 344619
361 | 13100 | 12389 | 11991 | 11921 | 12059 | 12700 | 14307 | 15520 | 16957 | 18109 | 18754 | 18932 | 18871 | 18720 | 18518 | 18404 | 19142 | 20210 | 20012 | 19642 | 19085 | 18211 | 17125 | 15660 | 400700
362 | 13861 | 13091 | 12576 | 12311 | 12279 | 12733 | 13940 | 15475 | 16893 | 17761 | 18300 | 18324 | 18092 | 17861 | 17652 | 17553 | 18221 | 19526 | 19315 | 18949 | 18366 | 17544 | 16242 | 14825 | 392052
363 | 13579 | 12732 | 12113 | 11823 | 11758 | 11963 | 12561 | 13332 | 14396 | 15540 | 16438 | 16573 | 16285 | 15940 | 15682 | 15757 | 16754 | 17883 | 17801 | 17525 | 16843 | 16076 | 15114 | 13987 | 358818
364 | 12880 | 12016 | 11387 | 11183 | 11082 | 11183 | 11579 | 12150 | 12723 | 13879 | 14546 | 14923 | 15102 | 15319 | 15053 | 15399 | 16242 | 16987 | 17010 | 16880 | 16299 | 15459 | 14553 | 13379 | 337577
365 | 12538 | 11790 | 11415 | 11234 | 11484 | 12199 | 13767 | 15317 | 16591 | 17557 | 18101 | 18384 | 18159 | 17971 | 17804 | 17745 | 18581 | 20061 | 19853 | 19519 | 18995 | 18154 | 17017 | 15636 | 390237
366 | 14002 | 13150 | 12605 | 12442 | 12482 | 12998 | 14411 | 16089 | 17415 | 18569 | 19446 | 19638 | 19467 | 19155 | 18833 | 18623 | 19038 | 20297 | 20185 | 19659 | 18960 | 18252 | 17553 | 16890 | 410525

## InterestRate
Discount Rate Curve
| Spread to Libor-AA | 2 | bp
| Libor-AA | Discount Rate
1999-01-01 | #N/A | #N/A
1999-02-01 | #N/A | #N/A
1999-03-01 | #N/A | #N/A
1999-04-01 | #N/A | #N/A
1999-05-01 | #N/A | #N/A
1999-06-01 | #N/A | #N/A
1999-07-01 | #N/A | #N/A
1999-08-01 | #N/A | #N/A
1999-09-01 | #N/A | #N/A
1999-10-01 | #N/A | #N/A
1999-11-01 | #N/A | #N/A
1999-12-01 | #N/A | #N/A
2000-01-01 | #N/A | #N/A
2000-02-01 | #N/A | #N/A
2000-03-01 | #N/A | #N/A
2000-04-01 | #N/A | #N/A
2000-05-01 | #N/A | #N/A
2000-06-01 | #N/A | #N/A
2000-07-01 | #N/A | #N/A
2000-08-01 | #N/A | #N/A
2000-09-01 | #N/A | #N/A
2000-10-01 | #N/A | #N/A
2000-11-01 | #N/A | #N/A
2000-12-01 | #N/A | #N/A
2001-01-01 | #N/A | #N/A
2001-02-01 | #N/A | #N/A
2001-03-01 | #N/A | #N/A
2001-04-01 | #N/A | #N/A
2001-05-01 | #N/A | #N/A
2001-06-01 | #N/A | #N/A
2001-07-01 | #N/A | #N/A
2001-08-01 | #N/A | #N/A
2001-09-01 | #N/A | #N/A
2001-10-01 | #N/A | #N/A
2001-11-01 | #N/A | #N/A
2001-12-01 | #N/A | #N/A
2002-01-01 | #N/A | #N/A
2002-02-01 | #N/A | #N/A
2002-03-01 | #N/A | #N/A
2002-04-01 | #N/A | #N/A
2002-05-01 | #N/A | #N/A
2002-06-01 | #N/A | #N/A
2002-07-01 | #N/A | #N/A
2002-08-01 | #N/A | #N/A
2002-09-01 | #N/A | #N/A
2002-10-01 | #N/A | #N/A
2002-11-01 | #N/A | #N/A
2002-12-01 | #N/A | #N/A
2003-01-01 | #N/A | #N/A
2003-02-01 | #N/A | #N/A
2003-03-01 | #N/A | #N/A
2003-04-01 | #N/A | #N/A
2003-05-01 | #N/A | #N/A
2003-06-01 | #N/A | #N/A
2003-07-01 | #N/A | #N/A
2003-08-01 | #N/A | #N/A
2003-09-01 | #N/A | #N/A
2003-10-01 | #N/A | #N/A
2003-11-01 | #N/A | #N/A
2003-12-01 | #N/A | #N/A
2004-01-01 | #N/A | #N/A
2004-02-01 | #N/A | #N/A
2004-03-01 | #N/A | #N/A
2004-04-01 | #N/A | #N/A
2004-05-01 | #N/A | #N/A
2004-06-01 | #N/A | #N/A
2004-07-01 | #N/A | #N/A
2004-08-01 | #N/A | #N/A
2004-09-01 | #N/A | #N/A
2004-10-01 | #N/A | #N/A
2004-11-01 | #N/A | #N/A
2004-12-01 | #N/A | #N/A
2005-01-01 | #N/A | #N/A
2005-02-01 | #N/A | #N/A
2005-03-01 | #N/A | #N/A
2005-04-01 | #N/A | #N/A
2005-05-01 | #N/A | #N/A
2005-06-01 | #N/A | #N/A
2005-07-01 | #N/A | #N/A
2005-08-01 | #N/A | #N/A
2005-09-01 | #N/A | #N/A
2005-10-01 | #N/A | #N/A
2005-11-01 | #N/A | #N/A
2005-12-01 | #N/A | #N/A
2006-01-01 | #N/A | #N/A
2006-02-01 | #N/A | #N/A
2006-03-01 | #N/A | #N/A
2006-04-01 | #N/A | #N/A
2006-05-01 | #N/A | #N/A
2006-06-01 | #N/A | #N/A
2006-07-01 | #N/A | #N/A
2006-08-01 | #N/A | #N/A
2006-09-01 | #N/A | #N/A
2006-10-01 | #N/A | #N/A
2006-11-01 | #N/A | #N/A
2006-12-01 | #N/A | #N/A
2007-01-01 | #N/A | #N/A
2007-02-01 | #N/A | #N/A
2007-03-01 | #N/A | #N/A
2007-04-01 | #N/A | #N/A
2007-05-01 | #N/A | #N/A
2007-06-01 | #N/A | #N/A
2007-07-01 | #N/A | #N/A
2007-08-01 | #N/A | #N/A
2007-09-01 | #N/A | #N/A
2007-10-01 | #N/A | #N/A
2007-11-01 | #N/A | #N/A
2007-12-01 | #N/A | #N/A
2008-01-01 | #N/A | #N/A
2008-02-01 | #N/A | #N/A
2008-03-01 | #N/A | #N/A
2008-04-01 | #N/A | #N/A
2008-05-01 | #N/A | #N/A
2008-06-01 | #N/A | #N/A
2008-07-01 | #N/A | #N/A
2008-08-01 | #N/A | #N/A
2008-09-01 | #N/A | #N/A
2008-10-01 | #N/A | #N/A
2008-11-01 | #N/A | #N/A
2008-12-01 | #N/A | #N/A
2009-01-01 | #N/A | #N/A
2009-02-01 | #N/A | #N/A
2009-03-01 | #N/A | #N/A
2009-04-01 | #N/A | #N/A
2009-05-01 | #N/A | #N/A
2009-06-01 | #N/A | #N/A
2009-07-01 | #N/A | #N/A
2009-08-01 | #N/A | #N/A
2009-09-01 | #N/A | #N/A
2009-10-01 | #N/A | #N/A
2009-11-01 | #N/A | #N/A
2009-12-01 | #N/A | #N/A
2010-01-01 | #N/A | #N/A
2010-02-01 | #N/A | #N/A
2010-03-01 | #N/A | #N/A
2010-04-01 | #N/A | #N/A
2010-05-01 | #N/A | #N/A
2010-06-01 | #N/A | #N/A
2010-07-01 | #N/A | #N/A
2010-08-01 | #N/A | #N/A
2010-09-01 | #N/A | #N/A
2010-10-01 | #N/A | #N/A
2010-11-01 | #N/A | #N/A
2010-12-01 | #N/A | #N/A
2011-01-01 | #N/A | #N/A
2011-02-01 | #N/A | #N/A
2011-03-01 | #N/A | #N/A
2011-04-01 | #N/A | #N/A
2011-05-01 | #N/A | #N/A
2011-06-01 | #N/A | #N/A
2011-07-01 | #N/A | #N/A
2011-08-01 | #N/A | #N/A
2011-09-01 | #N/A | #N/A
2011-10-01 | #N/A | #N/A
2011-11-01 | #N/A | #N/A
2011-12-01 | #N/A | #N/A
2012-01-01 | #N/A | #N/A
2012-02-01 | #N/A | #N/A
2012-03-01 | #N/A | #N/A
2012-04-01 | #N/A | #N/A
2012-05-01 | #N/A | #N/A
2012-06-01 | #N/A | #N/A
2012-07-01 | #N/A | #N/A
2012-08-01 | #N/A | #N/A
2012-09-01 | #N/A | #N/A
2012-10-01 | #N/A | #N/A
2012-11-01 | #N/A | #N/A
2012-12-01 | #N/A | #N/A
2013-01-01 | #N/A | #N/A
2013-02-01 | #N/A | #N/A
2013-03-01 | #N/A | #N/A
2013-04-01 | #N/A | #N/A
2013-05-01 | #N/A | #N/A
2013-06-01 | #N/A | #N/A
2013-07-01 | #N/A | #N/A
2013-08-01 | #N/A | #N/A
2013-09-01 | #N/A | #N/A
2013-10-01 | #N/A | #N/A
2013-11-01 | #N/A | #N/A
2013-12-01 | #N/A | #N/A
2014-01-01 | #N/A | #N/A
2014-02-01 | #N/A | #N/A
2014-03-01 | #N/A | #N/A
2014-04-01 | #N/A | #N/A
2014-05-01 | #N/A | #N/A
2014-06-01 | #N/A | #N/A
2014-07-01 | #N/A | #N/A
2014-08-01 | #N/A | #N/A
2014-09-01 | #N/A | #N/A
2014-10-01 | #N/A | #N/A
2014-11-01 | #N/A | #N/A
2014-12-01 | #N/A | #N/A
2015-01-01 | #N/A | #N/A
2015-02-01 | #N/A | #N/A
2015-03-01 | #N/A | #N/A
2015-04-01 | #N/A | #N/A
2015-05-01 | #N/A | #N/A
2015-06-01 | #N/A | #N/A
2015-07-01 | #N/A | #N/A
2015-08-01 | #N/A | #N/A
2015-09-01 | #N/A | #N/A
2015-10-01 | #N/A | #N/A
2015-11-01 | #N/A | #N/A
2015-12-01 | #N/A | #N/A
2016-01-01 | #N/A | #N/A
2016-02-01 | #N/A | #N/A
2016-03-01 | #N/A | #N/A
2016-04-01 | #N/A | #N/A
2016-05-01 | #N/A | #N/A
2016-06-01 | #N/A | #N/A
2016-07-01 | #N/A | #N/A
2016-08-01 | #N/A | #N/A
2016-09-01 | #N/A | #N/A
2016-10-01 | #N/A | #N/A
2016-11-01 | #N/A | #N/A
2016-12-01 | #N/A | #N/A
2017-01-01 | #N/A | #N/A
2017-02-01 | #N/A | #N/A
2017-03-01 | #N/A | #N/A
2017-04-01 | #N/A | #N/A
2017-05-01 | #N/A | #N/A
2017-06-01 | #N/A | #N/A
2017-07-01 | #N/A | #N/A
2017-08-01 | #N/A | #N/A
2017-09-01 | #N/A | #N/A
2017-10-01 | #N/A | #N/A
2017-11-01 | #N/A | #N/A
2017-12-01 | #N/A | #N/A
2018-01-01 | #N/A | #N/A
2018-02-01 | #N/A | #N/A
2018-03-01 | #N/A | #N/A
2018-04-01 | #N/A | #N/A
2018-05-01 | #N/A | #N/A
2018-06-01 | #N/A | #N/A
2018-07-01 | #N/A | #N/A
2018-08-01 | #N/A | #N/A
2018-09-01 | #N/A | #N/A
2018-10-01 | #N/A | #N/A
2018-11-01 | #N/A | #N/A
2018-12-01 | #N/A | #N/A
2019-01-01 | #N/A | #N/A
2019-02-01 | #N/A | #N/A
2019-03-01 | #N/A | #N/A
2019-04-01 | #N/A | #N/A
2019-05-01 | #N/A | #N/A
2019-06-01 | #N/A | #N/A
2019-07-01 | #N/A | #N/A
2019-08-01 | #N/A | #N/A
2019-09-01 | #N/A | #N/A
2019-10-01 | #N/A | #N/A
2019-11-01 | #N/A | #N/A
2019-12-01 | #N/A | #N/A
2020-01-01 | #N/A | #N/A
2020-02-01 | #N/A | #N/A
2020-03-01 | #N/A | #N/A
2020-04-01 | #N/A | #N/A
2020-05-01 | #N/A | #N/A
2020-06-01 | #N/A | #N/A
2020-07-01 | #N/A | #N/A
2020-08-01 | #N/A | #N/A
2020-09-01 | #N/A | #N/A
2020-10-01 | #N/A | #N/A
2020-11-01 | #N/A | #N/A
2020-12-01 | #N/A | #N/A
2021-01-01 | #N/A | #N/A
2021-02-01 | #N/A | #N/A
2021-03-01 | #N/A | #N/A
2021-04-01 | #N/A | #N/A
2021-05-01 | #N/A | #N/A
2021-06-01 | #N/A | #N/A
2021-07-01 | #N/A | #N/A
2021-08-01 | #N/A | #N/A
2021-09-01 | #N/A | #N/A

## PwrPrice1
Monthly Power Price
0%
PJM-West
| Peak | Off-Peak
1999-01-01 | 31.6832 | 19.6337 | 31.6832 | 19.6337
1999-02-01 | 28.7853 | 19.6337 | 28.7853 | 19.6337
1999-03-01 | 29.1562 | 19.552 | 29.1562 | 19.552
1999-04-01 | 27.0712 | 18.9921 | 27.0712 | 18.9921
1999-05-01 | 24.8148 | 17.9665 | 24.8148 | 17.9665
1999-06-01 | 25.5702 | 17.0984 | 25.5702 | 17.0984
1999-07-01 | 25.9704 | 17.124 | 25.9704 | 17.124
1999-08-01 | 25.2784 | 17.1931 | 25.2784 | 17.1931
1999-09-01 | 26.6141 | 17.6516 | 26.6141 | 17.6516
1999-10-01 | 26.4926 | 18.5832 | 26.4926 | 18.5832
1999-11-01 | 28.3371 | 18.933 | 28.3371 | 18.933
1999-12-01 | 27.1002 | 19.8442 | 27.1002 | 19.8442
2000-01-01 | 34.5729 | 19.5019 | 34.5729 | 19.5019
2000-02-01 | 28.8257 | 20.0648 | 28.8257 | 20.0648
2000-03-01 | 30.3611 | 19.1986 | 30.3611 | 19.1986
2000-04-01 | 28.3428 | 18.7405 | 28.3428 | 18.7405
2000-05-01 | 25.4072 | 17.843 | 25.4072 | 17.843
2000-06-01 | 26.1686 | 17.3441 | 26.1686 | 17.3441
2000-07-01 | 27.022 | 17.1987 | 27.022 | 17.1987
2000-08-01 | 26.3707 | 17.4855 | 26.3707 | 17.4855
2000-09-01 | 27.3476 | 18.0475 | 27.3476 | 18.0475
2000-10-01 | 27.8417 | 18.7972 | 27.8417 | 18.7972
2000-11-01 | 30.2723 | 18.8496 | 30.2723 | 18.8496
2000-12-01 | 27.6668 | 19.6799 | 27.6668 | 19.6799
2001-01-01 | 35.3773 | 19.5515 | 35.3773 | 19.5515
2001-02-01 | 29.764 | 19.9574 | 29.764 | 19.9574
2001-03-01 | 30.499 | 19.6384 | 30.499 | 19.6384
2001-04-01 | 26.8138 | 18.8866 | 26.8138 | 18.8866
2001-05-01 | 25.5023 | 18.0165 | 25.5023 | 18.0165
2001-06-01 | 26.5449 | 17.0182 | 26.5449 | 17.0182
2001-07-01 | 26.2558 | 16.9906 | 26.2558 | 16.9906
2001-08-01 | 26.0668 | 17.2883 | 26.0668 | 17.2883
2001-09-01 | 26.5131 | 17.6114 | 26.5131 | 17.6114
2001-10-01 | 28.3624 | 18.7105 | 28.3624 | 18.7105
2001-11-01 | 28.652 | 18.5473 | 28.652 | 18.5473
2001-12-01 | 28.7762 | 19.6896 | 28.7762 | 19.6896
2002-01-01 | 35.5097 | 19.7049 | 35.5097 | 19.7049
2002-02-01 | 30.3765 | 21.1472 | 30.3765 | 21.1472
2002-03-01 | 31.1015 | 21.0904 | 31.1015 | 21.0904
2002-04-01 | 28.9753 | 20.1673 | 28.9753 | 20.1673
2002-05-01 | 26.2541 | 18.6892 | 26.2541 | 18.6892
2002-06-01 | 26.7318 | 17.307 | 26.7318 | 17.307
2002-07-01 | 26.9202 | 17.5313 | 26.9202 | 17.5313
2002-08-01 | 26.5613 | 17.8594 | 26.5613 | 17.8594
2002-09-01 | 27.6615 | 18.3016 | 27.6615 | 18.3016
2002-10-01 | 28.3246 | 19.0852 | 28.3246 | 19.0852
2002-11-01 | 31.6088 | 19.2131 | 31.6088 | 19.2131
2002-12-01 | 30.9841 | 20.6474 | 30.9841 | 20.6474
2003-01-01 | 34.7747 | 20.4232 | 34.7747 | 20.4232
2003-02-01 | 31.8999 | 21.3413 | 31.8999 | 21.3413
2003-03-01 | 31.6874 | 20.2867 | 31.6874 | 20.2867
2003-04-01 | 27.8386 | 20.0739 | 27.8386 | 20.0739
2003-05-01 | 27.0553 | 19.1127 | 27.0553 | 19.1127
2003-06-01 | 27.0903 | 18.5787 | 27.0903 | 18.5787
2003-07-01 | 27.1667 | 18.7861 | 27.1667 | 18.7861
2003-08-01 | 26.8467 | 19.0683 | 26.8467 | 19.0683
2003-09-01 | 28.4281 | 19.4752 | 28.4281 | 19.4752
2003-10-01 | 28.8216 | 19.9143 | 28.8216 | 19.9143
2003-11-01 | 30.2302 | 19.7774 | 30.2302 | 19.7774
2003-12-01 | 30.9622 | 20.6011 | 30.9622 | 20.6011
2004-01-01 | 35.2732 | 20.2701 | 35.2732 | 20.2701
2004-02-01 | 29.7128 | 21.041 | 29.7128 | 21.041
2004-03-01 | 30.6488 | 20.3907 | 30.6488 | 20.3907
2004-04-01 | 27.7118 | 19.907 | 27.7118 | 19.907
2004-05-01 | 25.9854 | 18.8525 | 25.9854 | 18.8525
2004-06-01 | 27.4658 | 18.4498 | 27.4658 | 18.4498
2004-07-01 | 26.6739 | 18.3686 | 26.6739 | 18.3686
2004-08-01 | 26.8451 | 18.7421 | 26.8451 | 18.7421
2004-09-01 | 29.1776 | 19.0227 | 29.1776 | 19.0227
2004-10-01 | 29.4909 | 19.9108 | 29.4909 | 19.9108
2004-11-01 | 31.999 | 19.9535 | 31.999 | 19.9535
2004-12-01 | 28.8946 | 21.2367 | 28.8946 | 21.2367
2005-01-01 | 34.5832 | 21.4139 | 34.5832 | 21.4139
2005-02-01 | 31.1112 | 22.0784 | 31.1112 | 22.0784
2005-03-01 | 31.3187 | 21.4735 | 31.3187 | 21.4735
2005-04-01 | 29.403 | 20.4891 | 29.403 | 20.4891
2005-05-01 | 26.1069 | 19.5758 | 26.1069 | 19.5758
2005-06-01 | 26.9707 | 18.608 | 26.9707 | 18.608
2005-07-01 | 26.6735 | 18.3712 | 26.6735 | 18.3712
2005-08-01 | 27.3477 | 18.5316 | 27.3477 | 18.5316
2005-09-01 | 29.0163 | 18.5044 | 29.0163 | 18.5044
2005-10-01 | 30.139 | 19.707 | 30.139 | 19.707
2005-11-01 | 31.8288 | 20.1874 | 31.8288 | 20.1874
2005-12-01 | 31.2965 | 21.062 | 31.2965 | 21.062
2006-01-01 | 35.1151 | 21.7318 | 35.1151 | 21.7318
2006-02-01 | 31.5426 | 22.5223 | 31.5426 | 22.5223
2006-03-01 | 31.7026 | 21.8274 | 31.7026 | 21.8274
2006-04-01 | 29.8484 | 20.7577 | 29.8484 | 20.7577
2006-05-01 | 26.3363 | 19.8616 | 26.3363 | 19.8616
2006-06-01 | 27.2138 | 18.8798 | 27.2138 | 18.8798
2006-07-01 | 26.7999 | 18.5965 | 26.7999 | 18.5965
2006-08-01 | 27.7127 | 18.7729 | 27.7127 | 18.7729
2006-09-01 | 29.4463 | 18.662 | 29.4463 | 18.662
2006-10-01 | 30.7972 | 19.9039 | 30.7972 | 19.9039
2006-11-01 | 32.5054 | 20.4076 | 32.5054 | 20.4076
2006-12-01 | 32.0966 | 21.277 | 32.0966 | 21.277
2007-01-01 | 35.6552 | 22.0544 | 35.6552 | 22.0544
2007-02-01 | 31.9799 | 22.9751 | 31.9799 | 22.9751
2007-03-01 | 32.0912 | 22.1872 | 32.0912 | 22.1872
2007-04-01 | 30.3005 | 21.0299 | 30.3005 | 21.0299
2007-05-01 | 26.5678 | 20.1516 | 26.5678 | 20.1516
2007-06-01 | 27.459 | 19.1557 | 27.459 | 19.1557
2007-07-01 | 26.927 | 18.8245 | 26.927 | 18.8245
2007-08-01 | 28.0825 | 19.0173 | 28.0825 | 19.0173
2007-09-01 | 29.8826 | 18.821 | 29.8826 | 18.821
2007-10-01 | 31.4699 | 20.1028 | 31.4699 | 20.1028
2007-11-01 | 33.1964 | 20.6303 | 33.1964 | 20.6303
2007-12-01 | 32.917 | 21.4942 | 32.917 | 21.4942
2008-01-01 | 36.2037 | 22.3817 | 36.2037 | 22.3817
2008-02-01 | 32.4233 | 23.4371 | 32.4233 | 23.4371
2008-03-01 | 32.4845 | 22.5528 | 32.4845 | 22.5528
2008-04-01 | 30.7595 | 21.3055 | 30.7595 | 21.3055
2008-05-01 | 26.8014 | 20.4458 | 26.8014 | 20.4458
2008-06-01 | 27.7064 | 19.4355 | 27.7064 | 19.4355
2008-07-01 | 27.0546 | 19.0554 | 27.0546 | 19.0554
2008-08-01 | 28.4572 | 19.2649 | 28.4572 | 19.2649
2008-09-01 | 30.3255 | 18.9813 | 30.3255 | 18.9813
2008-10-01 | 32.1572 | 20.3037 | 32.1572 | 20.3037
2008-11-01 | 33.902 | 20.8553 | 33.902 | 20.8553
2008-12-01 | 33.7585 | 21.7136 | 33.7585 | 21.7136
2009-01-01 | 36.7605 | 22.7139 | 36.7605 | 22.7139
2009-02-01 | 32.8728 | 23.9083 | 32.8728 | 23.9083
2009-03-01 | 32.8827 | 22.9245 | 32.8827 | 22.9245
2009-04-01 | 31.2254 | 21.5848 | 31.2254 | 21.5848
2009-05-01 | 27.037 | 20.7443 | 27.037 | 20.7443
2009-06-01 | 27.9561 | 19.7195 | 27.9561 | 19.7195
2009-07-01 | 27.1829 | 19.2891 | 27.1829 | 19.2891
2009-08-01 | 28.837 | 19.5157 | 28.837 | 19.5157
2009-09-01 | 30.7748 | 19.143 | 30.7748 | 19.143
2009-10-01 | 32.8595 | 20.5066 | 32.8595 | 20.5066
2009-11-01 | 34.6227 | 21.0828 | 34.6227 | 21.0828
2009-12-01 | 34.6214 | 21.9352 | 34.6214 | 21.9352
2010-01-01 | 37.326 | 23.0511 | 37.326 | 23.0511
2010-02-01 | 33.3286 | 24.389 | 33.3286 | 24.389
2010-03-01 | 33.2857 | 23.3024 | 33.2857 | 23.3024
2010-04-01 | 31.6983 | 21.8678 | 31.6983 | 21.8678
2010-05-01 | 27.2746 | 21.0471 | 27.2746 | 21.0471
2010-06-01 | 28.208 | 20.0076 | 28.208 | 20.0076
2010-07-01 | 27.3117 | 19.5256 | 27.3117 | 19.5256
2010-08-01 | 29.2218 | 19.7698 | 29.2218 | 19.7698
2010-09-01 | 31.2309 | 19.306 | 31.2309 | 19.306
2010-10-01 | 33.5771 | 20.7116 | 33.5771 | 20.7116
2010-11-01 | 35.3587 | 21.3128 | 35.3587 | 21.3128
2010-12-01 | 35.5064 | 22.1591 | 35.5064 | 22.1591
2011-01-01 | 37.9001 | 23.3933 | 37.9001 | 23.3933
2011-02-01 | 33.7907 | 24.8793 | 33.7907 | 24.8793
2011-03-01 | 33.6937 | 23.6864 | 33.6937 | 23.6864
2011-04-01 | 32.1785 | 22.1545 | 32.1785 | 22.1545
2011-05-01 | 27.5144 | 21.3544 | 27.5144 | 21.3544
2011-06-01 | 28.4622 | 20.2999 | 28.4622 | 20.2999
2011-07-01 | 27.4412 | 19.765 | 27.4412 | 19.765
2011-08-01 | 29.6118 | 20.0271 | 29.6118 | 20.0271
2011-09-01 | 31.6936 | 19.4704 | 31.6936 | 19.4704
2011-10-01 | 34.3104 | 20.9185 | 34.3104 | 20.9185
2011-11-01 | 36.1103 | 21.5453 | 36.1103 | 21.5453
2011-12-01 | 36.4141 | 22.3853 | 36.4141 | 22.3853
2012-01-01 | 38.4831 | 23.7405 | 38.4831 | 23.7405
2012-02-01 | 34.2592 | 25.3795 | 34.2592 | 25.3795
2012-03-01 | 34.1067 | 24.0768 | 34.1067 | 24.0768
2012-04-01 | 32.6659 | 22.4449 | 32.6659 | 22.4449
2012-05-01 | 27.7562 | 21.6662 | 27.7562 | 21.6662
2012-06-01 | 28.7187 | 20.5965 | 28.7187 | 20.5965
2012-07-01 | 27.5713 | 20.0074 | 27.5713 | 20.0074
2012-08-01 | 30.0069 | 20.2879 | 30.0069 | 20.2879
2012-09-01 | 32.1633 | 19.6363 | 32.1633 | 19.6363
2012-10-01 | 35.0598 | 21.1276 | 35.0598 | 21.1276
2012-11-01 | 36.8779 | 21.7803 | 36.8779 | 21.7803
2012-12-01 | 37.3449 | 22.6138 | 37.3449 | 22.6138
2013-01-01 | 39.075 | 24.0929 | 39.075 | 24.0929
2013-02-01 | 34.7342 | 25.8898 | 34.7342 | 25.8898
2013-03-01 | 34.5247 | 24.4737 | 34.5247 | 24.4737
2013-04-01 | 33.1607 | 22.7392 | 33.1607 | 22.7392
2013-05-01 | 28.0002 | 21.9825 | 28.0002 | 21.9825
2013-06-01 | 28.9775 | 20.8975 | 28.9775 | 20.8975
2013-07-01 | 27.702 | 20.2528 | 27.702 | 20.2528
2013-08-01 | 30.4073 | 20.552 | 30.4073 | 20.552
2013-09-01 | 32.6399 | 19.8035 | 32.6399 | 19.8035
2013-10-01 | 35.8255 | 21.3387 | 35.8255 | 21.3387
2013-11-01 | 37.6618 | 22.0179 | 37.6618 | 22.0179
2013-12-01 | 38.2995 | 22.8446 | 38.2995 | 22.8446
2014-01-01 | 39.6761 | 24.4505 | 39.6761 | 24.4505
2014-02-01 | 35.2158 | 26.4103 | 35.2158 | 26.4103
2014-03-01 | 34.9479 | 24.877 | 34.9479 | 24.877
2014-04-01 | 33.663 | 23.0372 | 33.663 | 23.0372
2014-05-01 | 28.2463 | 22.3034 | 28.2463 | 22.3034
2014-06-01 | 29.2386 | 21.2028 | 29.2386 | 21.2028
2014-07-01 | 27.8333 | 20.5011 | 27.8333 | 20.5011
2014-08-01 | 30.8131 | 20.8196 | 30.8131 | 20.8196
2014-09-01 | 33.1236 | 19.9722 | 33.1236 | 19.9722
2014-10-01 | 36.6079 | 21.552 | 36.6079 | 21.552
2014-11-01 | 38.4624 | 22.2581 | 38.4624 | 22.2581
2014-12-01 | 39.2786 | 23.0778 | 39.2786 | 23.0778
2015-01-01 | 40.2863 | 24.8134 | 40.2863 | 24.8134
2015-02-01 | 35.704 | 26.9413 | 35.704 | 26.9413
2015-03-01 | 35.3763 | 25.2871 | 35.3763 | 25.2871
2015-04-01 | 34.1728 | 23.3393 | 34.1728 | 23.3393
2015-05-01 | 28.4946 | 22.6291 | 28.4946 | 22.6291
2015-06-01 | 29.5021 | 21.5126 | 29.5021 | 21.5126
2015-07-01 | 27.9653 | 20.7526 | 27.9653 | 20.7526
2015-08-01 | 31.2243 | 21.0906 | 31.2243 | 21.0906
2015-09-01 | 33.6144 | 20.1423 | 33.6144 | 20.1423
2015-10-01 | 37.4074 | 21.7673 | 37.4074 | 21.7673
2015-11-01 | 39.28 | 22.5009 | 39.28 | 22.5009
2015-12-01 | 40.2826 | 23.3134 | 40.2826 | 23.3134
2016-01-01 | 40.906 | 25.1818 | 40.906 | 25.1818
2016-02-01 | 36.199 | 27.4829 | 36.199 | 27.4829
2016-03-01 | 35.8099 | 25.7038 | 35.8099 | 25.7038
2016-04-01 | 34.6905 | 23.6452 | 34.6905 | 23.6452
2016-05-01 | 28.7451 | 22.9594 | 28.7451 | 22.9594
2016-06-01 | 29.768 | 21.8269 | 29.768 | 21.8269
2016-07-01 | 28.0978 | 21.007 | 28.0978 | 21.007
2016-08-01 | 31.641 | 21.3652 | 31.641 | 21.3652
2016-09-01 | 34.1125 | 20.3139 | 34.1125 | 20.3139
2016-10-01 | 38.2244 | 21.9849 | 38.2244 | 21.9849
2016-11-01 | 40.1149 | 22.7464 | 40.1149 | 22.7464
2016-12-01 | 41.3124 | 23.5514 | 41.3124 | 23.5514
2017-01-01 | 41.5352 | 25.5555 | 41.5352 | 25.5555
2017-02-01 | 36.7009 | 28.0355 | 36.7009 | 28.0355
2017-03-01 | 36.2488 | 26.1275 | 36.2488 | 26.1275
2017-04-01 | 35.2159 | 23.9552 | 35.2159 | 23.9552
2017-05-01 | 28.9978 | 23.2947 | 28.9978 | 23.2947
2017-06-01 | 30.0362 | 22.1458 | 30.0362 | 22.1458
2017-07-01 | 28.231 | 21.2647 | 28.231 | 21.2647
2017-08-01 | 32.0632 | 21.6434 | 32.0632 | 21.6434
2017-09-01 | 34.618 | 20.4869 | 34.618 | 20.4869
2017-10-01 | 39.0592 | 22.2046 | 39.0592 | 22.2046
2017-11-01 | 40.9677 | 22.9945 | 40.9677 | 22.9945
2017-12-01 | 42.3684 | 23.7918 | 42.3684 | 23.7918
2018-01-01 | 42.1741 | 25.9349 | 42.1741 | 25.9349
2018-02-01 | 37.2098 | 28.5992 | 37.2098 | 28.5992
2018-03-01 | 36.6931 | 26.5581 | 36.6931 | 26.5581
2018-04-01 | 35.7493 | 24.2692 | 35.7493 | 24.2692
2018-05-01 | 29.2527 | 23.6347 | 29.2527 | 23.6347
2018-06-01 | 30.3069 | 22.4693 | 30.3069 | 22.4693
2018-07-01 | 28.3649 | 21.5254 | 28.3649 | 21.5254
2018-08-01 | 32.4911 | 21.9251 | 32.4911 | 21.9251
2018-09-01 | 35.131 | 20.6614 | 35.131 | 20.6614
2018-10-01 | 39.9123 | 22.4265 | 39.9123 | 22.4265
2018-11-01 | 41.8385 | 23.2453 | 41.8385 | 23.2453
2018-12-01 | 43.4515 | 24.0346 | 43.4515 | 24.0346
2019-01-01 | 42.8228 | 26.3198 | 42.8228 | 26.3198
2019-02-01 | 37.7257 | 29.1742 | 37.7257 | 29.1742
2019-03-01 | 37.1428 | 26.9958 | 37.1428 | 26.9958
2019-04-01 | 36.2908 | 24.5874 | 36.2908 | 24.5874
2019-05-01 | 29.5098 | 23.9798 | 29.5098 | 23.9798
2019-06-01 | 30.58 | 22.7976 | 30.58 | 22.7976
2019-07-01 | 28.4993 | 21.7894 | 28.4993 | 21.7894
2019-08-01 | 32.9247 | 22.2106 | 32.9247 | 22.2106
2019-09-01 | 35.6516 | 20.8374 | 35.6516 | 20.8374
2019-10-01 | 40.784 | 22.6506 | 40.784 | 22.6506
2019-11-01 | 42.7279 | 23.4989 | 42.7279 | 23.4989
2019-12-01 | 44.5622 | 24.28 | 44.5622 | 24.28

## Scalar1
Scalar Matrix
|  | Jan | Feb | Mar | Apr | May | Jun | Jul | Aug | Sep | Oct | Nov | Dec
Hour
1 |  | 0.92009 | 0.92009 | 0.88009 | 0.93009 | 0.99487 | 1.1566 | 1.1151 | 1.0916 | 0.99665 | 0.9495 | 0.9295 | 0.9295
2 |  | 0.90217 | 0.90217 | 0.83217 | 0.88217 | 0.89614 | 0.95826 | 1.0186 | 0.98542 | 0.87438 | 0.9012 | 0.8812 | 0.8812
3 |  | 0.8267 | 0.8267 | 0.7967 | 0.8467 | 0.84809 | 0.80551 | 0.97054 | 0.88496 | 0.81995 | 0.8657 | 0.8457 | 0.8457
4 |  | 0.8262 | 0.8262 | 0.7972 | 0.8472 | 0.82223 | 0.74778 | 0.87401 | 0.83261 | 0.8321 | 0.8662 | 0.8462 | 0.8462
5 |  | 0.8465 | 0.8465 | 0.85749 | 0.90749 | 0.89014 | 0.81113 | 0.82966 | 0.86427 | 0.89842 | 0.9265 | 0.9065 | 0.9065
6 |  | 0.9034 | 0.9034 | 0.99535 | 1.0454 | 1.0792 | 0.98964 | 0.91466 | 0.96024 | 1.0397 | 1.0644 | 1.0444 | 1.0444
7 |  | 1.73 | 1.73 | 1.796 | 1.491 | 1.2913 | 1.1347 | 1.0158 | 1.1173 | 1.4138 | 1.376 | 1.496 | 1.496
8 |  | 1.1459 | 1.1459 | 1.1359 | 1.1233 | 0.95286 | 0.65106 | 0.58625 | 0.66494 | 0.7771 | 1.0615 | 1.0715 | 1.0875
9 |  | 1.1998 | 1.1998 | 1.1898 | 1.1413 | 1.0425 | 0.76568 | 0.64708 | 0.72465 | 0.75982 | 1.1326 | 1.1426 | 1.1638
10 |  | 1.1962 | 1.1962 | 1.1862 | 1.0938 | 1.061 | 0.8564 | 0.77473 | 0.92932 | 0.94849 | 1.1291 | 1.1352 | 1.1579
11 |  | 1.1753 | 1.1753 | 1.1653 | 1.1163 | 1.1255 | 0.98511 | 0.88156 | 1.0489 | 1.0129 | 1.1227 | 1.1133 | 1.1327
12 |  | 0.8804 | 0.8804 | 0.8904 | 1.1185 | 1.117 | 1.0624 | 1.0539 | 1.0933 | 1.0793 | 0.9474 | 0.9374 | 0.9204
13 |  | 0.8548 | 0.8548 | 0.8648 | 1.0164 | 1.0525 | 1.104 | 1.1616 | 1.0847 | 1.0206 | 0.8899 | 0.8829 | 0.8749
14 |  | 0.8272 | 0.8272 | 0.8372 | 1.0175 | 1.0576 | 1.2209 | 1.2007 | 1.1907 | 1.1048 | 0.8652 | 0.8592 | 0.8372
15 |  | 0.7851 | 0.7851 | 0.7951 | 0.95437 | 1.0258 | 1.2303 | 1.2507 | 1.2606 | 1.0874 | 0.8451 | 0.8391 | 0.7951
16 |  | 0.7693 | 0.7693 | 0.7793 | 0.89197 | 0.98592 | 1.2323 | 1.3273 | 1.243 | 1.0534 | 0.8393 | 0.8253 | 0.7813
17 |  | 0.8396 | 0.8396 | 0.8496 | 0.87001 | 0.99934 | 1.2523 | 1.3539 | 1.215 | 1.1345 | 0.8896 | 0.8866 | 0.8796
18 |  | 1.1683 | 1.1683 | 1.1583 | 0.8587 | 0.96039 | 1.2151 | 1.3203 | 1.1252 | 1.1067 | 1.2001 | 1.2171 | 1.2397
19 |  | 1.2819 | 1.2819 | 1.2719 | 0.8541 | 0.8321 | 1.0376 | 1.1028 | 0.91716 | 0.90645 | 1.2095 | 1.2269 | 1.2314
20 |  | 1.227 | 1.227 | 1.217 | 0.93681 | 0.82997 | 0.82969 | 0.81601 | 0.83502 | 1.1846 | 1.1567 | 1.1767 | 1.189
21 |  | 1.1551 | 1.1551 | 1.1451 | 1.1543 | 1.0877 | 0.90163 | 0.90256 | 1.0506 | 1.1944 | 1.0689 | 1.0889 | 1.1551
22 |  | 0.8215 | 0.8215 | 0.8315 | 0.98358 | 1.0375 | 0.91868 | 0.95639 | 0.89338 | 0.90909 | 0.8867 | 0.8662 | 0.8515
23 |  | 0.6725 | 0.6725 | 0.6825 | 0.86894 | 0.83226 | 0.73669 | 0.66417 | 0.72343 | 0.72041 | 0.756 | 0.7305 | 0.7025
24 |  | 1.045 | 1.045 | 1.045 | 1.0496 | 1.178 | 1.3964 | 1.2617 | 1.2636 | 1.125 | 1.0505 | 1.0505 | 1.0505
Saturday |  | 0.8 | 0.8 | 0.8 | 0.8 | 0.8 | 0.8 | 0.8 | 0.8 | 0.8 | 0.8 | 0.8 | 0.8
Sunday |  | 0.6 | 0.6 | 0.6 | 0.6 | 0.6 | 0.6 | 0.6 | 0.6 | 0.6 | 0.6 | 0.6 | 0.6

## Fuel
Monthly Fuel Prices ($/mmbtu)
Number of fuel curves:
| 1 | Escalation: | 0%
Curve 0
1999-01-01 | 1.36
1999-02-01 | 1.36
1999-03-01 | 1.36
1999-04-01 | 1.36
1999-05-01 | 1.36
1999-06-01 | 1.36
1999-07-01 | 1.36
1999-08-01 | 1.36
1999-09-01 | 1.36
1999-10-01 | 1.36
1999-11-01 | 1.36
1999-12-01 | 1.36
2000-01-01 | 1.36
2000-02-01 | 1.36
2000-03-01 | 1.36
2000-04-01 | 1.36
2000-05-01 | 1.36
2000-06-01 | 1.36
2000-07-01 | 1.36
2000-08-01 | 1.36
2000-09-01 | 1.36
2000-10-01 | 1.36
2000-11-01 | 1.36
2000-12-01 | 1.36
2001-01-01 | 1.36
2001-02-01 | 1.36
2001-03-01 | 1.36
2001-04-01 | 1.36
2001-05-01 | 1.36
2001-06-01 | 1.36
2001-07-01 | 1.36
2001-08-01 | 1.36
2001-09-01 | 1.36
2001-10-01 | 1.36
2001-11-01 | 1.36
2001-12-01 | 1.36
2002-01-01 | 1.36
2002-02-01 | 1.36
2002-03-01 | 1.36
2002-04-01 | 1.36
2002-05-01 | 1.36
2002-06-01 | 1.36
2002-07-01 | 1.36
2002-08-01 | 1.36
2002-09-01 | 1.36
2002-10-01 | 1.36
2002-11-01 | 1.36
2002-12-01 | 1.36
2003-01-01 | 1.36
2003-02-01 | 1.36
2003-03-01 | 1.36
2003-04-01 | 1.36
2003-05-01 | 1.36
2003-06-01 | 1.36
2003-07-01 | 1.36
2003-08-01 | 1.36
2003-09-01 | 1.36
2003-10-01 | 1.36
2003-11-01 | 1.36
2003-12-01 | 1.36
2004-01-01 | 1.36
2004-02-01 | 1.36
2004-03-01 | 1.36
2004-04-01 | 1.36
2004-05-01 | 1.36
2004-06-01 | 1.36
2004-07-01 | 1.36
2004-08-01 | 1.36
2004-09-01 | 1.36
2004-10-01 | 1.36
2004-11-01 | 1.36
2004-12-01 | 1.36
2005-01-01 | 1.36
2005-02-01 | 1.36
2005-03-01 | 1.36
2005-04-01 | 1.36
2005-05-01 | 1.36
2005-06-01 | 1.36
2005-07-01 | 1.36
2005-08-01 | 1.36
2005-09-01 | 1.36
2005-10-01 | 1.36
2005-11-01 | 1.36
2005-12-01 | 1.36
2006-01-01 | 1.36
2006-02-01 | 1.36
2006-03-01 | 1.36
2006-04-01 | 1.36
2006-05-01 | 1.36
2006-06-01 | 1.36
2006-07-01 | 1.36
2006-08-01 | 1.36
2006-09-01 | 1.36
2006-10-01 | 1.36
2006-11-01 | 1.36
2006-12-01 | 1.36
2007-01-01 | 1.36
2007-02-01 | 1.36
2007-03-01 | 1.36
2007-04-01 | 1.36
2007-05-01 | 1.36
2007-06-01 | 1.36
2007-07-01 | 1.36
2007-08-01 | 1.36
2007-09-01 | 1.36
2007-10-01 | 1.36
2007-11-01 | 1.36
2007-12-01 | 1.36
2008-01-01 | 1.36
2008-02-01 | 1.36
2008-03-01 | 1.36
2008-04-01 | 1.36
2008-05-01 | 1.36
2008-06-01 | 1.36
2008-07-01 | 1.36
2008-08-01 | 1.36
2008-09-01 | 1.36
2008-10-01 | 1.36
2008-11-01 | 1.36
2008-12-01 | 1.36
2009-01-01 | 1.36
2009-02-01 | 1.36
2009-03-01 | 1.36
2009-04-01 | 1.36
2009-05-01 | 1.36
2009-06-01 | 1.36
2009-07-01 | 1.36
2009-08-01 | 1.36
2009-09-01 | 1.36
2009-10-01 | 1.36
2009-11-01 | 1.36
2009-12-01 | 1.36
2010-01-01 | 1.36
2010-02-01 | 1.36
2010-03-01 | 1.36
2010-04-01 | 1.36
2010-05-01 | 1.36
2010-06-01 | 1.36
2010-07-01 | 1.36
2010-08-01 | 1.36
2010-09-01 | 1.36
2010-10-01 | 1.36
2010-11-01 | 1.36
2010-12-01 | 1.36
2011-01-01 | 1.36
2011-02-01 | 1.36
2011-03-01 | 1.36
2011-04-01 | 1.36
2011-05-01 | 1.36
2011-06-01 | 1.36
2011-07-01 | 1.36
2011-08-01 | 1.36
2011-09-01 | 1.36
2011-10-01 | 1.36
2011-11-01 | 1.36
2011-12-01 | 1.36
2012-01-01 | 1.36
2012-02-01 | 1.36
2012-03-01 | 1.36
2012-04-01 | 1.36
2012-05-01 | 1.36
2012-06-01 | 1.36
2012-07-01 | 1.36
2012-08-01 | 1.36
2012-09-01 | 1.36
2012-10-01 | 1.36
2012-11-01 | 1.36
2012-12-01 | 1.36
2013-01-01 | 1.36
2013-02-01 | 1.36
2013-03-01 | 1.36
2013-04-01 | 1.36
2013-05-01 | 1.36
2013-06-01 | 1.36
2013-07-01 | 1.36
2013-08-01 | 1.36
2013-09-01 | 1.36
2013-10-01 | 1.36
2013-11-01 | 1.36
2013-12-01 | 1.36
2014-01-01 | 1.36
2014-02-01 | 1.36
2014-03-01 | 1.36
2014-04-01 | 1.36
2014-05-01 | 1.36
2014-06-01 | 1.36
2014-07-01 | 1.36
2014-08-01 | 1.36
2014-09-01 | 1.36
2014-10-01 | 1.36
2014-11-01 | 1.36
2014-12-01 | 1.36
2015-01-01 | 1.36
2015-02-01 | 1.36
2015-03-01 | 1.36
2015-04-01 | 1.36
2015-05-01 | 1.36
2015-06-01 | 1.36
2015-07-01 | 1.36
2015-08-01 | 1.36
2015-09-01 | 1.36
2015-10-01 | 1.36
2015-11-01 | 1.36
2015-12-01 | 1.36
2016-01-01 | 1.36
2016-02-01 | 1.36
2016-03-01 | 1.36
2016-04-01 | 1.36
2016-05-01 | 1.36
2016-06-01 | 1.36
2016-07-01 | 1.36
2016-08-01 | 1.36
2016-09-01 | 1.36
2016-10-01 | 1.36
2016-11-01 | 1.36
2016-12-01 | 1.36
2017-01-01 | 1.36
2017-02-01 | 1.36
2017-03-01 | 1.36
2017-04-01 | 1.36
2017-05-01 | 1.36
2017-06-01 | 1.36
2017-07-01 | 1.36
2017-08-01 | 1.36
2017-09-01 | 1.36
2017-10-01 | 1.36
2017-11-01 | 1.36
2017-12-01 | 1.36
2018-01-01 | 1.36
2018-02-01 | 1.36
2018-03-01 | 1.36
2018-04-01 | 1.36
2018-05-01 | 1.36
2018-06-01 | 1.36
2018-07-01 | 1.36
2018-08-01 | 1.36
2018-09-01 | 1.36
2018-10-01 | 1.36
2018-11-01 | 1.36
2018-12-01 | 1.36
2019-01-01 | 1.36
2019-02-01 | 1.36
2019-03-01 | 1.36
2019-04-01 | 1.36
2019-05-01 | 1.36
2019-06-01 | 1.36
2019-07-01 | 1.36
2019-08-01 | 1.36
2019-09-01 | 1.36
2019-10-01 | 1.36
2019-11-01 | 1.36
2019-12-01 | 1.36
2020-01-01 | 1.36
2020-02-01 | 1.36
2020-03-01 | 1.36
2020-04-01 | 1.36
2020-05-01 | 1.36
2020-06-01 | 1.36
2020-07-01 | 1.36
2020-08-01 | 1.36
2020-09-01 | 1.36
2020-10-01 | 1.36
2020-11-01 | 1.36
2020-12-01 | 1.36
2021-01-01 | 1.36
2021-02-01 | 1.36
2021-03-01 | 1.36
2021-04-01 | 1.36
2021-05-01 | 1.36
2021-06-01 | 1.36
2021-07-01 | 1.36
2021-08-01 | 1.36
2021-09-01 | 1.36
2021-10-01 | 1.36
2021-11-01 | 1.36
2021-12-01 | 1.36
2022-01-01 | 1.36
2022-02-01 | 1.36
2022-03-01 | 1.36
2022-04-01 | 1.36
2022-05-01 | 1.36
2022-06-01 | 1.36
2022-07-01 | 1.36
2022-08-01 | 1.36
2022-09-01 | 1.36
2022-10-01 | 1.36
2022-11-01 | 1.36
2022-12-01 | 1.36
2023-01-01 | 1.36
2023-02-01 | 1.36
2023-03-01 | 1.36
2023-04-01 | 1.36
2023-05-01 | 1.36
2023-06-01 | 1.36
2023-07-01 | 1.36
2023-08-01 | 1.36
2023-09-01 | 1.36
2023-10-01 | 1.36
2023-11-01 | 1.36
2023-12-01 | 1.36
2024-01-01 | 1.36
2024-02-01 | 1.36
2024-03-01 | 1.36
2024-04-01 | 1.36
2024-05-01 | 1.36

## Covar
Covar Data
| H: coefficient relating power price movement to load: Price=Price0*exp(H*deltaLoad/Load) | [5 empty] | 0.5
|  | Long Dim | 3
|  | Short Dim | 4
Long term vols and correlation for:
Dimension | LOAD | Power PRICE | Fuel Price
3 | 1 | 1 | 1 | TYPE |  | 1=LOG Normal, 0=Normal
Vol | 0.03 | 0.03 | 0.001
Correl | 1 | 0.5 | 0
| 0.5 | 1 | 0
| 0 | 0 | 1
SHORT Term Volatility
(daily-ized) for :
Dimension | TEMP | Actual Load | PRICE | Actual Price
4 | 0 | 1 | 1 | 1 | TYPE | 1=LOG Normal, 0=Normal
Vol | 1 | 0.001 | 0.2 | 0.001 | 0.5
Temp | 1 | 0 | 0 | 0
LoadAct | 100 | 1 | 0 | 0.8
Price | 100 | 100 | 1 | 0
PriceAct | 100 | 100 | 100 | 1

## Climate
Climate Data
Decay Const | 0.71639
A | 5.1219
B | 1.2571
Offset | 41.0047
Day of Year | Normal Average Temperature
1996-01-01 | 34.9
1996-01-02 | 34.2167
1996-01-03 | 32.8333
1996-01-04 | 32.3667
1996-01-05 | 31.3
1996-01-06 | 30.8667
1996-01-07 | 31.4667
1996-01-08 | 28.6
1996-01-09 | 27.9
1996-01-10 | 29.3
1996-01-11 | 29.5667
1996-01-12 | 29.6
1996-01-13 | 30.75
1996-01-14 | 31.85
1996-01-15 | 30.4
1996-01-16 | 30.1667
1996-01-17 | 30.4
1996-01-18 | 31.05
1996-01-19 | 30.6167
1996-01-20 | 30.1167
1996-01-21 | 29.8
1996-01-22 | 31.9
1996-01-23 | 34.6167
1996-01-24 | 35.25
1996-01-25 | 35.1
1996-01-26 | 33.7333
1996-01-27 | 32.2167
1996-01-28 | 32.85
1996-01-29 | 32.4167
1996-01-30 | 33.65
1996-01-31 | 32.65
1996-02-01 | 33.0667
1996-02-02 | 33.8333
1996-02-03 | 33.0167
1996-02-04 | 30.9
1996-02-05 | 28.9
1996-02-06 | 30.05
1996-02-07 | 30.1833
1996-02-08 | 31.1667
1996-02-09 | 29.5667
1996-02-10 | 30.1833
1996-02-11 | 32.0333
1996-02-12 | 30.8833
1996-02-13 | 31.1333
1996-02-14 | 33.0333
1996-02-15 | 34.1667
1996-02-16 | 33.9667
1996-02-17 | 33.4
1996-02-18 | 35.0667
1996-02-19 | 38.6167
1996-02-20 | 38.6667
1996-02-21 | 38.6333
1996-02-22 | 40.8167
1996-02-23 | 39.45
1996-02-24 | 38.5667
1996-02-25 | 36.8833
1996-02-26 | 34.2
1996-02-27 | 36.6167
1996-02-28 | 38.05
1996-02-29 | 38.2167
1996-03-01 | 39.7
1996-03-02 | 37.7167
1996-03-03 | 37.1333
1996-03-04 | 41.3
1996-03-05 | 39.9167
1996-03-06 | 39.3167
1996-03-07 | 39.7167
1996-03-08 | 38.0833
1996-03-09 | 38.45
1996-03-10 | 39.7167
1996-03-11 | 39.4167
1996-03-12 | 41.6
1996-03-13 | 42.2333
1996-03-14 | 42.75
1996-03-15 | 42.6
1996-03-16 | 42.35
1996-03-17 | 41.5167
1996-03-18 | 43.1
1996-03-19 | 43.6167
1996-03-20 | 43.6833
1996-03-21 | 42.7
1996-03-22 | 43.9167
1996-03-23 | 43.7667
1996-03-24 | 45.05
1996-03-25 | 46.4833
1996-03-26 | 46.5667
1996-03-27 | 47.7167
1996-03-28 | 49.1167
1996-03-29 | 48.0333
1996-03-30 | 47.75
1996-03-31 | 48.5
1996-04-01 | 48.0833
1996-04-02 | 49.1833
1996-04-03 | 49.45
1996-04-04 | 49.2
1996-04-05 | 47.5333
1996-04-06 | 48.65
1996-04-07 | 48.0833
1996-04-08 | 49.1
1996-04-09 | 49.8833
1996-04-10 | 50.4667
1996-04-11 | 51.7167
1996-04-12 | 51.5167
1996-04-13 | 50.8
1996-04-14 | 51.45
1996-04-15 | 52.9333
1996-04-16 | 54.8667
1996-04-17 | 56.4833
1996-04-18 | 57.5
1996-04-19 | 55.5333
1996-04-20 | 56.3167
1996-04-21 | 55.7833
1996-04-22 | 55.7833
1996-04-23 | 55.35
1996-04-24 | 55.3667
1996-04-25 | 56.7
1996-04-26 | 58.2167
1996-04-27 | 58.65
1996-04-28 | 58.1833
1996-04-29 | 58.7
1996-04-30 | 59.85
1996-05-01 | 59.2
1996-05-02 | 58.7667
1996-05-03 | 57.8333
1996-05-04 | 58.6167
1996-05-05 | 59.7833
1996-05-06 | 59.4
1996-05-07 | 57.35
1996-05-08 | 58.8167
1996-05-09 | 61.7167
1996-05-10 | 62.45
1996-05-11 | 62.9333
1996-05-12 | 62.65
1996-05-13 | 62.3
1996-05-14 | 62.6333
1996-05-15 | 61.8833
1996-05-16 | 64.3667
1996-05-17 | 62.9833
1996-05-18 | 61.7667
1996-05-19 | 64.6333
1996-05-20 | 65.55
1996-05-21 | 66.8
1996-05-22 | 66.1667
1996-05-23 | 66.1333
1996-05-24 | 65.7167
1996-05-25 | 64.7167
1996-05-26 | 63.9333
1996-05-27 | 65.9333
1996-05-28 | 67.55
1996-05-29 | 67.9
1996-05-30 | 69.4667
1996-05-31 | 70.8667
1996-06-01 | 68.0333
1996-06-02 | 67.35
1996-06-03 | 67.6667
1996-06-04 | 68.6833
1996-06-05 | 68.2667
1996-06-06 | 69.3333
1996-06-07 | 71.4833
1996-06-08 | 70.85
1996-06-09 | 71.35
1996-06-10 | 71.1667
1996-06-11 | 70.5667
1996-06-12 | 70.65
1996-06-13 | 70.75
1996-06-14 | 72.8833
1996-06-15 | 73.2667
1996-06-16 | 71.7667
1996-06-17 | 72.5
1996-06-18 | 73.85
1996-06-19 | 73.8667
1996-06-20 | 72.7167
1996-06-21 | 73.7
1996-06-22 | 72.7333
1996-06-23 | 72.45
1996-06-24 | 73.2833
1996-06-25 | 72.0167
1996-06-26 | 72.8667
1996-06-27 | 73.7333
1996-06-28 | 74.25
1996-06-29 | 74.6833
1996-06-30 | 74.55
1996-07-01 | 74.2
1996-07-02 | 74.3667
1996-07-03 | 74.9333
1996-07-04 | 75.05
1996-07-05 | 75.6833
1996-07-06 | 75.9333
1996-07-07 | 78.0667
1996-07-08 | 78.6667
1996-07-09 | 78.3667
1996-07-10 | 76.3167
1996-07-11 | 75.9
1996-07-12 | 76.75
1996-07-13 | 78.3333
1996-07-14 | 78.9833
1996-07-15 | 78.9167
1996-07-16 | 79.0667
1996-07-17 | 79.7167
1996-07-18 | 79.4833
1996-07-19 | 77.8667
1996-07-20 | 78.7167
1996-07-21 | 77.3333
1996-07-22 | 76.8833
1996-07-23 | 76.6833
1996-07-24 | 76.7833
1996-07-25 | 75.9833
1996-07-26 | 77.2333
1996-07-27 | 77
1996-07-28 | 76.2167
1996-07-29 | 76.6333
1996-07-30 | 76.1667
1996-07-31 | 77.4333
1996-08-01 | 78.5667
1996-08-02 | 78.9167
1996-08-03 | 78.8
1996-08-04 | 77.05
1996-08-05 | 76.1333
1996-08-06 | 75.9833
1996-08-07 | 77.2833
1996-08-08 | 77.9
1996-08-09 | 77.0667
1996-08-10 | 75.6333
1996-08-11 | 74.7167
1996-08-12 | 75.7833
1996-08-13 | 77.5667
1996-08-14 | 76.8667
1996-08-15 | 75.65
1996-08-16 | 76.65
1996-08-17 | 75.7167
1996-08-18 | 74.3
1996-08-19 | 74.4833
1996-08-20 | 73.5167
1996-08-21 | 73.7333
1996-08-22 | 73.7667
1996-08-23 | 73.8667
1996-08-24 | 74.4
1996-08-25 | 75.1667
1996-08-26 | 76.15
1996-08-27 | 75.2833
1996-08-28 | 74.6833
1996-08-29 | 74.7833
1996-08-30 | 73.4333
1996-08-31 | 73.2167
1996-09-01 | 72.9
1996-09-02 | 72.9
1996-09-03 | 71.5333
1996-09-04 | 72.3833
1996-09-05 | 72.5333
1996-09-06 | 72.3667
1996-09-07 | 70.4667
1996-09-08 | 70.9
1996-09-09 | 71.2167
1996-09-10 | 70.8833
1996-09-11 | 70.3333
1996-09-12 | 70.15
1996-09-13 | 70.1
1996-09-14 | 67.8333
1996-09-15 | 67.8833
1996-09-16 | 68.25
1996-09-17 | 67.6
1996-09-18 | 66.55
1996-09-19 | 66.9667
1996-09-20 | 66.0333
1996-09-21 | 65.8333
1996-09-22 | 64.2667
1996-09-23 | 62.8833
1996-09-24 | 63.3333
1996-09-25 | 65.3833
1996-09-26 | 64.9167
1996-09-27 | 63.7
1996-09-28 | 62.6667
1996-09-29 | 61.9333
1996-09-30 | 61.9333
1996-10-01 | 63.0167
1996-10-02 | 61.2167
1996-10-03 | 60.7667
1996-10-04 | 60.7333
1996-10-05 | 61.2667
1996-10-06 | 59.6333
1996-10-07 | 59.7333
1996-10-08 | 60.05
1996-10-09 | 57.95
1996-10-10 | 56.8667
1996-10-11 | 58.0167
1996-10-12 | 59.15
1996-10-13 | 59.4333
1996-10-14 | 59.3333
1996-10-15 | 57.9667
1996-10-16 | 56.3667
1996-10-17 | 56.0167
1996-10-18 | 54.7333
1996-10-19 | 54.85
1996-10-20 | 55.5333
1996-10-21 | 56.2
1996-10-22 | 56.4
1996-10-23 | 55.9
1996-10-24 | 54.7667
1996-10-25 | 53.4833
1996-10-26 | 54.0167
1996-10-27 | 54.3167
1996-10-28 | 53.4667
1996-10-29 | 51.7333
1996-10-30 | 52.35
1996-10-31 | 54.0833
1996-11-01 | 55.3667
1996-11-02 | 54.5167
1996-11-03 | 53.8833
1996-11-04 | 51.75
1996-11-05 | 49.9
1996-11-06 | 50.1333
1996-11-07 | 49.8167
1996-11-08 | 49.8167
1996-11-09 | 49.3167
1996-11-10 | 47.8333
1996-11-11 | 45.9
1996-11-12 | 45.0667
1996-11-13 | 47.3667
1996-11-14 | 46.8833
1996-11-15 | 45.6667
1996-11-16 | 45.6833
1996-11-17 | 47.25
1996-11-18 | 46.9333
1996-11-19 | 46.75
1996-11-20 | 45.15
1996-11-21 | 43.7333
1996-11-22 | 43.7667
1996-11-23 | 44.3333
1996-11-24 | 42.8167
1996-11-25 | 44.0667
1996-11-26 | 44.6
1996-11-27 | 46.3333
1996-11-28 | 43.25
1996-11-29 | 41.2833
1996-11-30 | 41.3667
1996-12-01 | 42.35
1996-12-02 | 41.9333
1996-12-03 | 40.7833
1996-12-04 | 39.0667
1996-12-05 | 41.2167
1996-12-06 | 39.9
1996-12-07 | 38.7833
1996-12-08 | 38.6833
1996-12-09 | 38.6667
1996-12-10 | 37.2833
1996-12-11 | 37.3333
1996-12-12 | 38.7
1996-12-13 | 37.2833
1996-12-14 | 37.95
1996-12-15 | 38.25
1996-12-16 | 36.5
1996-12-17 | 33.7333
1996-12-18 | 33.15
1996-12-19 | 35.05
1996-12-20 | 35.2
1996-12-21 | 35.3833
1996-12-22 | 37.5333
1996-12-23 | 36.3333
1996-12-24 | 34.4667
1996-12-25 | 33.3167
1996-12-26 | 32.3833
1996-12-27 | 36.35
1996-12-28 | 36.2833
1996-12-29 | 34.5833
1996-12-30 | 34.6833
1996-12-31 | 34.6833

## Asset1
| Asset1 |  |  |  | a | b | c | d
| Name | Sithe |  |  | 0.0035094 | 7.1919 | 258.3636 | 1.0732
2=dispatchable, 3=MUST RUN | Dispatch type: | 2
not currently used | Fuel Type: | 0
| Fuel Curve | 0
| Capacity min (MW) | 100
point for heat rate curve | intermediate | 150
| peak | 243
Heat Rate (mmbtu/MWh) | Heat rate@Min capacity | 10.8
heat rate at intermediate capacity | intermediate | 10.4
| peak | 10.3
| Start Cost ($ MM) | 0.02
% to recover in 1 day | Start cost recovery hurdle rate | 10%
| Forced Outage duration (days) | 1 |  |  | Fuel Basis ($/mmbtu)
3.8462
| Year | Fixed Cost ($MM/yr) | Non-Fuel VOM ($/MWh) | Forced Outage Rate | jan | feb | mar | apr | may | jun | jul | aug | sep | oct | nov | dec
| 1 | 12.4 | 1 | 2.7% | 0 | 0 | 0 | 0 | 0 | 0 | 0 | 0 | 0 | 0 | 0 | 0
2310 | 2 | 12.4 | 1 | 2.7% | 0 | 0 | 0 | 0 | 0 | 0 | 0 | 0 | 0 | 0 | 0 | 0
192 | 3 | 12.4 | 1 | 2.7% | 0 | 0 | 0 | 0 | 0 | 0 | 0 | 0 | 0 | 0 | 0 | 0
5810 | 4 | 12.4 | 1 | 2.7% | 0 | 0 | 0 | 0 | 0 | 0 | 0 | 0 | 0 | 0 | 0 | 0
231 | 5 | 12.4 | 1 | 2.7% | 0 | 0 | 0 | 0 | 0 | 0 | 0 | 0 | 0 | 0 | 0 | 0
657 | 6 | 12.4 | 1 | 2.7% | 0 | 0 | 0 | 0 | 0 | 0 | 0 | 0 | 0 | 0 | 0 | 0
1728 | 7 | 12.4 | 1 | 2.7% | 0 | 0 | 0 | 0 | 0 | 0 | 0 | 0 | 0 | 0 | 0 | 0
427 | 8 | 12.4 | 1 | 2.7% | 0 | 0 | 0 | 0 | 0 | 0 | 0 | 0 | 0 | 0 | 0 | 0
1630 | 9 | 12.4 | 1 | 2.7% | 0 | 0 | 0 | 0 | 0 | 0 | 0 | 0 | 0 | 0 | 0 | 0
2017 | 10 | 12.4 | 1 | 2.7% | 0 | 0 | 0 | 0 | 0 | 0 | 0 | 0 | 0 | 0 | 0 | 0
500 | 11 | 12.4 | 1 | 2.7% | 0 | 0 | 0 | 0 | 0 | 0 | 0 | 0 | 0 | 0 | 0 | 0
665 | 12 | 12.4 | 1 | 2.7% | 0 | 0 | 0 | 0 | 0 | 0 | 0 | 0 | 0 | 0 | 0 | 0
825 | 13 | 12.4 | 1 | 2.7% | 0 | 0 | 0 | 0 | 0 | 0 | 0 | 0 | 0 | 0 | 0 | 0
16992 | 14 | 12.4 | 1 | 2.7% | 0 | 0 | 0 | 0 | 0 | 0 | 0 | 0 | 0 | 0 | 0 | 0
| 15 | 12.4 | 1 | 2.7% | 0 | 0 | 0 | 0 | 0 | 0 | 0 | 0 | 0 | 0 | 0 | 0
| 16 | 12.4 | 1 | 2.7% | 0 | 0 | 0 | 0 | 0 | 0 | 0 | 0 | 0 | 0 | 0 | 0
| 17 | 12.4 | 1 | 2.7% | 0 | 0 | 0 | 0 | 0 | 0 | 0 | 0 | 0 | 0 | 0 | 0
77445 | 18 | 12.4 | 1 | 2.7% | 0 | 0 | 0 | 0 | 0 | 0 | 0 | 0 | 0 | 0 | 0 | 0
14393 | 19 | 12.4 | 1 | 2.7% | 0 | 0 | 0 | 0 | 0 | 0 | 0 | 0 | 0 | 0 | 0 | 0
91838 | 20 | 12.4 | 1 | 2.7% | 0 | 0 | 0 | 0 | 0 | 0 | 0 | 0 | 0 | 0 | 0 | 0
| 21 | 12.4 | 1 | 2.7% | 0 | 0 | 0 | 0 | 0 | 0 | 0 | 0 | 0 | 0 | 0 | 0
10.4943 | 22 | 12.4 | 1 | 2.7% | 0 | 0 | 0 | 0 | 0 | 0 | 0 | 0 | 0 | 0 | 0 | 0
| 23 | 12.4 | 1 | 2.7% | 0 | 0 | 0 | 0 | 0 | 0 | 0 | 0 | 0 | 0 | 0 | 0
8.8408 | 24 | 12.4 | 1 | 2.7% | 0 | 0 | 0 | 0 | 0 | 0 | 0 | 0 | 0 | 0 | 0 | 0
| 25 | 12.4 | 1 | 2.7% | 0 | 0 | 0 | 0 | 0 | 0 | 0 | 0 | 0 | 0 | 0 | 0
626279 | 26 | 12.4 | 1 | 2.7% | 0 | 0 | 0 | 0 | 0 | 0 | 0 | 0 | 0 | 0 | 0 | 0
869.8319 | 27 | 12.4 | 1 | 2.7% | 0 | 0 | 0 | 0 | 0 | 0 | 0 | 0 | 0 | 0 | 0 | 0
| 28 | 12.4 | 1 | 2.7% | 0 | 0 | 0 | 0 | 0 | 0 | 0 | 0 | 0 | 0 | 0 | 0
| 29 | 12.4 | 1 | 2.7% | 0 | 0 | 0 | 0 | 0 | 0 | 0 | 0 | 0 | 0 | 0 | 0
| 30 | 12.4 | 1 | 2.7% | 0 | 0 | 0 | 0 | 0 | 0 | 0 | 0 | 0 | 0 | 0 | 0
| Planned Outages | Outage Date | Length (days)
|  | 1999-01-01 | 1
|  | 2000-02-28 | 1
|  | 2001-04-26 | 1
|  | 2002-06-23 | 1
|  | 2003-08-20 | 1
|  | 2004-10-16 | 1
|  | 2005-12-13 | 1
|  | 2007-02-09 | 1
|  | 2008-04-07 | 1
|  | 2009-06-04 | 1
|  | 2010-08-01 | 1
|  | 2011-09-28 | 1
|  | 2012-11-24 | 1
|  | 2014-01-21 | 1
|  | 2015-03-20 | 1
|  | 2016-05-16 | 1
|  | 2017-07-13 | 1
|  | 2018-09-09 | 1
ADDITIONAL INFORMATION
| HEAT RATE CURVE | Load | HR | Load% | jan: HR%
|  | 81 | 11789 | 25% | jan: 127.6%
|  | 163 | 9801 | 50% | jan: 106.1%
|  | 244 | 9333 | 75% | jan: 101%
|  | 325 | 9239 | 100% | jan: 100%
| START-UP | Time | MMBTU | Fuel Cost /MMbtu | jan: Non-Fuel VOM ($/MMBtu); feb: Price; mar: Historical
| Cold | 24 | 7825 | 4.61 | jan: 0.1102; feb: 36935.604; mar: 39488.5357; apr: MMBtu/year
| Hot | 8 | 1174 | 4.61 | mar: 7825
| Max Starts per year | 50 |  |  | mar: 5.0465
OUTAGES
| Sched Outage (Ann) | 21 | days
| Sched Outage (Overhaul) | 56 | days
| Next overhall | 2000
| Overhall Interval | 7 | years
| Forced Outage Rate | 4%
1 | 1 | 1 | 1 | 1 | [12 empty] | 1 | 1 | 1 | 1 | 1 | 1 | 1 | 1 | 1 | 1 | 1 | 1 | 1 | 1 | 1 | 1 | 1 | 1 | 1 | 1 | 1 | 1 | 1 | 1 | 1 | 1 | 1 | 1 | 1 | 1 | 1 | 1 | 1 | 1 | 1 | 1 | 1 | 1 | 1 | 1 | 1 | 1 | 1 | 1 | 1 | 1 | 1 | 1 | 1 | 1 | 1 | 1 | 1 | 1 | 1 | 1 | 1 | 1 | 1 | 1 | 1 | 1 | 1 | 1 | 1 | 1 | 1 | 1 | 1 | 1 | 1 | 1 | 1 | 1 | 1 | 1 | 1 | 1 | 1 | 1 | 1 | 1 | 1 | 1 | 1 | 1 | 1 | 1 | 1 | 1 | 1 | 1 | 1 | 1 | 1 | 1 | 1 | 1 | 1 | 1 | 1 | 1 | 1 | 1 | 1 | 1 | 1 | 1 | 1 | 1 | 1 | 1 | 1 | 1 | 1 | 1 | 1 | 1 | 1 | 1 | 1 | 1 | 1 | 1 | 1 | 1 | 1 | 1 | 1 | 1 | 1 | 1 | 1 | 1 | 1 | 1 | 1 | 1 | 1 | 1 | 1 | 1 | 1 | 1 | 1 | 1 | 1 | 1 | 1 | 1 | 1 | 1 | 1 | 1 | 1 | 1 | 1 | 1 | 1 | 1 | 1 | 1 | 1 | 1 | 1 | 1 | 1 | 1 | 1 | 1 | 1 | 1 | 1 | 1 | 1 | 1 | 1 | 1 | 1 | 1 | 1 | 1 | 1 | 1 | 1 | 1 | 1 | 1 | 1 | 1 | 1 | 1 | 1 | 1 | 1 | 1 | 1 | 1 | 1 | 1 | 1 | 1 | 1 | 1 | 1 | 1 | 1 | 1 | 1 | 1 | 1 | 1 | 1 | 1 | 1 | 1 | 1 | 1 | 1 | 1 | 1 | 1 | 1 | 1 | 1 | 1 | 1 | 1 | 1 | 1 | 1 | 1 | 1 | 1 | 1 | 1 | 1 | 1 | 1 | bar: jan to dec